## buildingCostHeads
name | priorityId | rateAnalysisId | categoryName | categoryRateAnalysisId | workItemName | WorkItemRateAnalysisId | isMeasurementSheet | measurementUnit | isRateAnalysis | rateAnalysisPerUnit | rateAnalysisUnit | directRate | directRatePerUnit | isItemBreakdownRequired | length | breadthOrWidth | height
Excavation | 1 | 100463 | In soil/murum - By Machinery | 100464 | Carrying excavation in soft soil/murum by hiring machinery on rental basis | 100465 | FALSE | Hr | FALSE |  |  | 750 | Hr | TRUE | FALSE | FALSE | FALSE
Excavation | 1 | 100463 | In soil/murum - By Machinery | 100464 | Carrying excavation in soft soil/murum by using machinery & paying by volumetric measurement | 100466 | TRUE | cum | FALSE |  |  |  |  | FALSE | TRUE | TRUE | TRUE
Excavation | 1 | 100463 | In soil/murum - Manually | 100467 | Carrying excavation in soft soil/murum manually on daily wages | 100468 | FALSE | Labours | FALSE |  |  | 350 | Labours | TRUE | FALSE | FALSE | FALSE
Excavation | 1 | 100463 | In soil/murum - Manually | 100467 | Carrying excavation in soft soil/murum manually & paying by volumetric measurement | 100469 | TRUE | cum | TRUE | 1 | per 1 cum |  |  | FALSE | TRUE | TRUE | TRUE
Excavation | 1 | 100463 | In Rock - By machinery | 100470 | Carrying excavation in rock by hiring machinery on rental basis | 100471 | FALSE | Hr | FALSE |  |  | 1200 | Hr | TRUE | FALSE | FALSE | FALSE
Excavation | 1 | 100463 | In Rock - By machinery | 100470 | Carrying excavation in rock by using machinery & paying by volumetric measurement | 100472 | TRUE | cum | FALSE |  |  | 150 | Per cum | FALSE | TRUE | TRUE | TRUE
Dewatering | 2 | 100473 | Work Items | 100474 | Carrying out dewatering of the excavated pit | 100475 | FALSE | Hr | FALSE |  |  | 0 | Per 1 Hr | FALSE | FALSE | FALSE | FALSE
Backfilling (plinth) | 3 | 100481 | Work Items | 100482 | Carrying out backfilling of plinth by machiney using murum available on site and levelling and compacting it manually using compactor | 100483 | TRUE | cum | TRUE | 1 | per 1 cum |  |  | FALSE | TRUE | TRUE | TRUE
Backfilling (plinth) | 3 | 100481 | Work Items | 100482 | Carrying out backfilling of plinth by machiney using purchased murum and levelling and compacting it manually using compactor | 100484 | TRUE | cum | TRUE | 1 | per 1 cum |  |  | FALSE | TRUE | TRUE | TRUE
Soling (plinth) | 4 |  | Work Items |  | 230 mm thk dry rubble soling with murum filling in gaps |  | TRUE | cum | TRUE | 100 | cft |  |  | FALSE | TRUE | TRUE | TRUE
Anti termite / Pest Control treatment | 5 | 100512 | Work Items | 100513 | Providing pre construction anti termite treatment for the building as directed | 100514 | TRUE | Sqm | FALSE |  |  | 50 | Per Sqm | FALSE | TRUE | TRUE | FALSE
RCC / PCC / Concrete | 6 |  | P.C.C. on volume basis |  | P.C.C. ( M - 7.5 grade ) |  | TRUE | cum | TRUE | 1 | cft |  |  | TRUE | TRUE | TRUE | TRUE
RCC / PCC / Concrete | 6 |  | P.C.C. on volume basis |  | P.C.C. ( M - 10 grade ) |  | TRUE | cum | TRUE | 1 | cft |  |  | TRUE | TRUE | TRUE | TRUE
RCC / PCC / Concrete | 6 |  | P.C.C. on volume basis |  | P.C.C.( M - 15 grade ) |  | TRUE | cum | TRUE | 1 | cft |  |  | TRUE | TRUE | TRUE | TRUE
RCC / PCC / Concrete | 6 |  | Concrete by volumetric method (Only material) |  | Concrete M 15 in cum, by conventional volumetric method, using farma and mixer ( Only material analysis) |  | TRUE | cum | TRUE | 1 | cum |  |  | TRUE | TRUE | TRUE | TRUE
RCC / PCC / Concrete | 6 |  | Concrete by volumetric method (Only material) |  | Concrete M 20 in cum, by conventional volumetric method, using farma and mixer ( Only material analysis) |  | TRUE | cum | TRUE | 1 | cum |  |  | TRUE | TRUE | TRUE | TRUE
RCC / PCC / Concrete | 6 |  | Concrete by mix design (Only material) |  | Concrete M 20 in cum, as per mix design, by conventional mixing using weigh batcher and mixer ( Only material analysis) |  | TRUE | cum | TRUE | 1 | cum |  |  | TRUE | TRUE | TRUE | TRUE
RCC / PCC / Concrete | 6 |  | Concrete by mix design (Only material) |  | Concrete M 25 in cum, as per mix design, by conventional mixing using weigh batcher and mixer ( Only material analysis) |  | TRUE | cum | TRUE | 1 | cum |  |  | TRUE | TRUE | TRUE | TRUE
RCC / PCC / Concrete | 6 |  | Concrete by mix design (Only material) |  | Concrete M 30 in cum, as per mix design, by conventional mixing using weigh batcher and mixer ( Only material analysis) |  | TRUE | cum | TRUE | 1 | cum |  |  | TRUE | TRUE | TRUE | TRUE
RCC / PCC / Concrete | 6 |  | Concrete by mix design (Only material) |  | Concrete M 40 in cum, as per mix design, by conventional mixing using weigh batcher and mixer ( Only material analysis) |  | TRUE | cum | TRUE | 1 | cum |  |  | TRUE | TRUE | TRUE | TRUE
RCC / PCC / Concrete | 6 |  | Plum concrete in cum |  | Plum concrete in cum, with M 7.5 grade PCC and plum @ 50:50, and concrete by conventional volumetric method, using farma and mixer |  | TRUE | cum | TRUE | 1 | cum |  |  | TRUE | TRUE | TRUE | TRUE
RCC / PCC / Concrete | 6 |  | Steel | 101000 | Providing TOR steel as per design (Only material) | 101001 | TRUE | Kg | FALSE |  |  | 45 | Per Kg | TRUE | FALSE | FALSE | FALSE
RCC / PCC / Concrete | 6 |  | Steel | 101000 | Providing and placing in position TOR steel including strightening, cutting, bending, jointing etc as per design (M plus L) |  | TRUE | Kg | TRUE |  | Kg |  |  | TRUE | FALSE | FALSE | FALSE
RCC / PCC / Concrete | 6 |  | RCC labour on Slab area basis | 100096 | Providing RCC labour i/c shuttering on slab area basis | 101003 | FALSE | sft slab area | FALSE |  |  | 160 | Per slab area | FALSE | FALSE | FALSE | FALSE
RCC / PCC / Concrete | 6 |  | M 20 concrete by mix design/RMC (M plus L) |  | M 20 concrete by mix design/RMC for columns (M plus L) |  | TRUE | cum | TRUE | 1 | cum |  |  | TRUE | TRUE | TRUE | TRUE
RCC / PCC / Concrete | 6 |  | M 20 concrete by mix design/RMC (M plus L) |  | M 20 concrete by mix design/RMC for footings (M plus L) |  | TRUE | cum | TRUE | 1 | cum |  |  | TRUE | TRUE | TRUE | TRUE
RCC / PCC / Concrete | 6 |  | M 20 concrete by mix design/RMC (M plus L) |  | M 20 concrete by mix design/RMC for plinth beams (M plus L) |  | TRUE | cum | TRUE | 1 | cum |  |  | TRUE | TRUE | TRUE | TRUE
RCC / PCC / Concrete | 6 |  | M 20 concrete by mix design/RMC (M plus L) |  | M 20 concrete by mix design/RMC for floor/tie beams (M plus L) |  | TRUE | cum | TRUE | 1 | cum |  |  | TRUE | TRUE | TRUE | TRUE
RCC / PCC / Concrete | 6 |  | M 20 concrete by mix design/RMC (M plus L) |  | M 20 concrete by mix design/RMC for slab/projections (M plus L) |  | TRUE | cum | TRUE | 1 | cum |  |  | TRUE | TRUE | TRUE | TRUE
RCC / PCC / Concrete | 6 |  | M 20 concrete by mix design/RMC (M plus L) |  | M 20 concrete by mix design/RMC for staircase (M plus L) |  | TRUE | cum | TRUE | 1 | cum |  |  | TRUE | TRUE | TRUE | TRUE
RCC / PCC / Concrete | 6 |  | M 20 concrete by mix design/RMC (M plus L) |  | M 20 concrete by mix design/RMC for loft/lintel/sill (M plus L) |  | TRUE | cum | TRUE | 1 | cum |  |  | TRUE | TRUE | TRUE | TRUE
RCC / PCC / Concrete | 6 |  | M 20 concrete by mix design/RMC (M plus L) |  | M 20 concrete by mix design/RMC for lift/OHWT pardi (M plus L) |  | TRUE | cum | TRUE | 1 | cum |  |  | TRUE | TRUE | TRUE | TRUE
RCC / PCC / Concrete | 6 |  | M 25 concrete by mix design/RMC (M plus L) |  | M 25 concrete by mix design/RMC for columns (M plus L) |  | TRUE | cum | TRUE | 1 | cum |  |  | TRUE | TRUE | TRUE | TRUE
RCC / PCC / Concrete | 6 |  | M 25 concrete by mix design/RMC (M plus L) |  | M 25 concrete by mix design/RMC for footings (M plus L) |  | TRUE | cum | TRUE | 1 | cum |  |  | TRUE | TRUE | TRUE | TRUE
RCC / PCC / Concrete | 6 |  | M 25 concrete by mix design/RMC (M plus L) |  | M 25 concrete by mix design/RMC for plinth beams (M plus L) |  | TRUE | cum | TRUE | 1 | cum |  |  | TRUE | TRUE | TRUE | TRUE
RCC / PCC / Concrete | 6 |  | M 25 concrete by mix design/RMC (M plus L) |  | M 25 concrete by mix design/RMC for floor/tie beams (M plus L) |  | TRUE | cum | TRUE | 1 | cum |  |  | TRUE | TRUE | TRUE | TRUE
RCC / PCC / Concrete | 6 |  | M 25 concrete by mix design/RMC (M plus L) |  | M 25 concrete by mix design/RMC for slab/projections (M plus L) |  | TRUE | cum | TRUE | 1 | cum |  |  | TRUE | TRUE | TRUE | TRUE
RCC / PCC / Concrete | 6 |  | M 25 concrete by mix design/RMC (M plus L) |  | M 25 concrete by mix design/RMC for staircase (M plus L) |  | TRUE | cum | TRUE | 1 | cum |  |  | TRUE | TRUE | TRUE | TRUE
RCC / PCC / Concrete | 6 |  | M 25 concrete by mix design/RMC (M plus L) |  | M 25 concrete by mix design/RMC for loft/lintel/sill (M plus L) |  | TRUE | cum | TRUE | 1 | cum |  |  | TRUE | TRUE | TRUE | TRUE
RCC / PCC / Concrete | 6 |  | M 25 concrete by mix design/RMC (M plus L) |  | M 25 concrete by mix design/RMC for lift/OHWT pardi (M plus L) |  | TRUE | cum | TRUE | 1 | cum |  |  | TRUE | TRUE | TRUE | TRUE
RCC / PCC / Concrete | 6 |  | M 30 concrete by mix design/RMC (M plus L) |  | M 30 concrete by mix design/RMC for columns (M plus L) |  | TRUE | cum | TRUE | 1 | cum |  |  | TRUE | TRUE | TRUE | TRUE
RCC / PCC / Concrete | 6 |  | M 30 concrete by mix design/RMC (M plus L) |  | M 30 concrete by mix design/RMC for footings (M plus L) |  | TRUE | cum | TRUE | 1 | cum |  |  | TRUE | TRUE | TRUE | TRUE
RCC / PCC / Concrete | 6 |  | M 30 concrete by mix design/RMC (M plus L) |  | M 30 concrete by mix design/RMC for plinth beams (M plus L) |  | TRUE | cum | TRUE | 1 | cum |  |  | TRUE | TRUE | TRUE | TRUE
RCC / PCC / Concrete | 6 |  | M 30 concrete by mix design/RMC (M plus L) |  | M 30 concrete by mix design/RMC for floor/tie beams (M plus L) |  | TRUE | cum | TRUE | 1 | cum |  |  | TRUE | TRUE | TRUE | TRUE
RCC / PCC / Concrete | 6 |  | M 30 concrete by mix design/RMC (M plus L) |  | M 30 concrete by mix design/RMC for slab/projections (M plus L) |  | TRUE | cum | TRUE | 1 | cum |  |  | TRUE | TRUE | TRUE | TRUE
RCC / PCC / Concrete | 6 |  | M 30 concrete by mix design/RMC (M plus L) |  | M 30 concrete by mix design/RMC for staircase (M plus L) |  | TRUE | cum | TRUE | 1 | cum |  |  | TRUE | TRUE | TRUE | TRUE
RCC / PCC / Concrete | 6 |  | M 30 concrete by mix design/RMC (M plus L) |  | M 30 concrete by mix design/RMC for loft/lintel/sill (M plus L) |  | TRUE | cum | TRUE | 1 | cum |  |  | TRUE | TRUE | TRUE | TRUE
RCC / PCC / Concrete | 6 |  | M 30 concrete by mix design/RMC (M plus L) |  | M 30 concrete by mix design/RMC for lift/OHWT pardi (M plus L)) |  | TRUE | cum | TRUE | 1 | cum |  |  | TRUE | TRUE | TRUE | TRUE
RCC / PCC / Concrete | 6 |  | M 35 concrete by mix design/RMC (M plus L) |  | M 35 concrete by mix design/RMC for columns (M plus L) |  | TRUE | cum | TRUE | 1 | cum |  |  | TRUE | TRUE | TRUE | TRUE
RCC / PCC / Concrete | 6 |  | M 35 concrete by mix design/RMC (M plus L) |  | M 35 concrete by mix design/RMC for footings (M plus L) |  | TRUE | cum | TRUE | 1 | cum |  |  | TRUE | TRUE | TRUE | TRUE
RCC / PCC / Concrete | 6 |  | M 35 concrete by mix design/RMC (M plus L) |  | M 35 concrete by mix design/RMC for plinth beams (M plus L) |  | TRUE | cum | TRUE | 1 | cum |  |  | TRUE | TRUE | TRUE | TRUE
RCC / PCC / Concrete | 6 |  | M 35 concrete by mix design/RMC (M plus L) |  | M 35 concrete by mix design/RMC for floor/tie beams (M plus L) |  | TRUE | cum | TRUE | 1 | cum |  |  | TRUE | TRUE | TRUE | TRUE
RCC / PCC / Concrete | 6 |  | M 35 concrete by mix design/RMC (M plus L) |  | M 35 concrete by mix design/RMC for slab/projections (M plus L) |  | TRUE | cum | TRUE | 1 | cum |  |  | TRUE | TRUE | TRUE | TRUE
RCC / PCC / Concrete | 6 |  | M 35 concrete by mix design/RMC (M plus L) |  | M 35 concrete by mix design/RMC for staircase (M plus L) |  | TRUE | cum | TRUE | 1 | cum |  |  | TRUE | TRUE | TRUE | TRUE
RCC / PCC / Concrete | 6 |  | M 35 concrete by mix design/RMC (M plus L) |  | M 35 concrete by mix design/RMC for loft/lintel/sill (M plus L) |  | TRUE | cum | TRUE | 1 | cum |  |  | TRUE | TRUE | TRUE | TRUE
RCC / PCC / Concrete | 6 |  | M 35 concrete by mix design/RMC (M plus L) |  | M 35 concrete by mix design/RMC for lift/OHWT pardi (M plus L) |  | TRUE | cum | TRUE | 1 | cum |  |  | TRUE | TRUE | TRUE | TRUE
RCC / PCC / Concrete | 6 |  | Post tensioning | 300009 | Providing and placing in position post tensioned strands in RCC members as per design | 500542 | FALSE | Kg | FALSE |  |  | 130 | Kg | TRUE | FALSE | FALSE | FALSE
RCC / PCC / Concrete | 6 |  | Piling | 363512 | Providing and executing piling work as per the design | 363513 | TRUE | Rm | FALSE |  |  | 500 | Rm | FALSE | TRUE | FALSE | FALSE
RCC / PCC / Concrete | 6 |  | Piling | 363512 | Providing and executing pile cap as per the design | 363514 | FALSE | No | FALSE |  |  | 0 | No | FALSE | FALSE | FALSE | FALSE
RCC / PCC / Concrete | 6 |  | Expansion joint treatment | 363515 | Providing and executing expansion joint treatment with filler as per specifications | 363516 | TRUE | Rm | FALSE |  |  | 0 |  | FALSE | TRUE | FALSE | FALSE
RCC / PCC / Concrete | 6 |  | Rebarring | 363517 | Providing and executing rebarring in concrete with suitable chemical including drilling | 363518 | FALSE | No | FALSE |  |  | 0 | No | TRUE | FALSE | FALSE | FALSE
Masonry | 7 |  | Fly ash brick masonry |  | Fly ash brick masonry, 100 mm (4") thk, in CM 1:4 |  | TRUE | Sqm | TRUE | 100 | sft |  |  | TRUE | TRUE | FALSE | TRUE
Masonry | 7 |  | Fly ash brick masonry |  | Fly ash brick masonry, 230 mm (9") thk, in CM 1:6 |  | TRUE | Sqm | TRUE | 100 | sft |  |  | TRUE | TRUE | FALSE | TRUE
Masonry | 7 |  | Fly ash brick masonry |  | Fly ash brick masonry, 150 mm (6") thick, in CM 1:5 |  | TRUE | Sqm | TRUE | 100 | sft |  |  | TRUE | TRUE | FALSE | TRUE
Masonry | 7 |  | Fly ash brick masonry |  | Fly ash brick masonry, 350 mm (14") thk, in CM 1:6 |  | TRUE | Sqm | TRUE | 100 | sft |  |  | TRUE | TRUE | FALSE | TRUE
Masonry | 7 |  | Fly ash brick masonry |  | Fly ash brick masonry, 150 mm (6") thick, in CM 1:6 |  | TRUE | Sqm | TRUE | 100 | sft |  |  | TRUE | TRUE | FALSE | TRUE
Masonry | 7 |  | Fly ash brick masonry |  | Fly ash brick masonry, 230 mm (9") thk ,in CM 1:5 |  | TRUE | Sqm | TRUE | 100 | sft |  |  | TRUE | TRUE | FALSE | TRUE
Masonry | 7 |  | Fly ash brick masonry |  | Fly ash brick masonry, 230 mm (9") thk ,in CM 1:4 |  | TRUE | Sqm | TRUE | 100 | sft |  |  | TRUE | TRUE | FALSE | TRUE
Masonry | 7 |  | Fly ash brick masonry |  | Fly ash brick masonry, 150 mm (6") thick, in CM 1:4 |  | TRUE | Sqm | TRUE | 100 | sft |  |  | TRUE | TRUE | FALSE | TRUE
Masonry | 7 |  | Fly ash brick masonry |  | Fly ash brick masonry, 100 mm (4") thk, in CM 1:5 |  | TRUE | Sqm | TRUE | 100 | sft |  |  | TRUE | TRUE | FALSE | TRUE
Masonry | 7 |  | Fly ash brick masonry |  | Fly ash brick masonry, 100 mm (4") thk, in CM 1:6 |  | TRUE | Sqm | TRUE | 100 | sft |  |  | TRUE | TRUE | FALSE | TRUE
Masonry | 7 |  | Fly ash brick masonry |  | Fly ash brick masonry, 350 mm (14") thk, in CM 1:5 |  | TRUE | Sqm | TRUE | 100 | sft |  |  | TRUE | TRUE | FALSE | TRUE
Masonry | 7 |  | Fly ash brick masonry |  | Fly ash brick masonry, 350 mm (14") thk, in CM 1:4 |  | TRUE | Sqm | TRUE | 100 | sft |  |  | TRUE | TRUE | FALSE | TRUE
Masonry | 7 |  | Rubble masonry |  | UCR masonry wall 600mm (24") thk in CM 1:6 |  | TRUE | cum | TRUE | 100 | cft |  |  | FALSE | TRUE | TRUE | TRUE
Masonry | 7 |  | Rubble masonry |  | UCR masonry wall 450mm (18") thk in CM 1:6 |  | TRUE | cum | TRUE | 100 | cft |  |  | FALSE | TRUE | TRUE | TRUE
Masonry | 7 |  | AAC block masonry ( L:625 x H:250mm ) |  | AAC block masonry 100mm(4") thk ( L:625 x H:250mm ) |  | TRUE | Sqm | TRUE | 100 | sft |  |  | TRUE | TRUE | FALSE | TRUE
Masonry | 7 |  | AAC block masonry ( L:625 x H:250mm ) |  | AAC block masonry 125mm(5") thk ( L:625 x H:250mm ) |  | TRUE | Sqm | TRUE | 100 | sft |  |  | TRUE | TRUE | FALSE | TRUE
Masonry | 7 |  | AAC block masonry ( L:625 x H:250mm ) |  | AAC block masonry 150mm (6") thk ( L:625 x H:250mm ) |  | TRUE | Sqm | TRUE | 100 | sft |  |  | TRUE | TRUE | FALSE | TRUE
Masonry | 7 |  | AAC block masonry ( L:625 x H:250mm ) |  | AAC block masonry 200mm(8") thk ( L:625 x H:250mm ) |  | TRUE | Sqm | TRUE | 100 | sft |  |  | TRUE | TRUE | FALSE | TRUE
Masonry | 7 |  | AAC block masonry ( L:625 x H:250mm ) |  | AAC block masonry 225mm(9") thk ( L:625 x H:250mm ) |  | TRUE | Sqm | TRUE | 100 | sft |  |  | TRUE | TRUE | FALSE | TRUE
Masonry | 7 |  | AAC block masonry ( L:625 x H:250mm ) |  | AAC block masonry 250mm(10") thk ( L:625 x H:250mm ) |  | TRUE | Sqm | TRUE | 100 | sft |  |  | TRUE | TRUE | FALSE | TRUE
Masonry | 7 |  | AAC block masonry ( L: 600 x H: 200mm ) |  | AAC block masonry 100mm (4") thk ( L: 600 x H: 200 mm ) |  | TRUE | Sqm | TRUE | 100 | sft |  |  | TRUE | TRUE | FALSE | TRUE
Masonry | 7 |  | AAC block masonry ( L: 600 x H: 200mm ) |  | AAC block masonry 150mm (6") thk ( L: 600 x H: 200 mm ) |  | TRUE | Sqm | TRUE | 100 | sft |  |  | TRUE | TRUE | FALSE | TRUE
Masonry | 7 |  | AAC block masonry ( L: 600 x H: 200mm ) |  | AAC block masonry 200mm (8") thk ( L: 600 x H: 200 mm ) |  | TRUE | Sqm | TRUE | 100 | sft |  |  | TRUE | TRUE | FALSE | TRUE
Masonry | 7 |  | Solid block masonry |  | Solid block masonry 150 mm (6")thk,in CM ( 1:4 ) |  | TRUE | Sqm | TRUE | 100 | sft |  |  | TRUE | TRUE | FALSE | TRUE
Masonry | 7 |  | Solid block masonry |  | Solid block masonry 150 mm (6")thk,in CM ( 1:5 ) |  | TRUE | Sqm | TRUE | 100 | sft |  |  | TRUE | TRUE | FALSE | TRUE
Masonry | 7 |  | Solid block masonry |  | Solid block masonry 150 mm (6")thk,in CM ( 1:6 ) |  | TRUE | Sqm | TRUE | 100 | sft |  |  | TRUE | TRUE | FALSE | TRUE
Masonry | 7 |  | Solid block masonry |  | Solid block masonry 200 mm (8")thk,in CM ( 1:5 ) |  | TRUE | Sqm | TRUE | 100 | sft |  |  | TRUE | TRUE | FALSE | TRUE
Masonry | 7 |  | Solid block masonry |  | Solid block masonry 200 mm (8")thk,in CM ( 1:6 ) |  | TRUE | Sqm | TRUE | 100 | sft |  |  | TRUE | TRUE | FALSE | TRUE
Masonry | 7 |  | Clay brick masonry |  | Clay brick masonry, 150 mm (6") thick, in CM 1:4 |  | TRUE | Sqm | TRUE | 100 | sft |  |  | TRUE | TRUE | FALSE | TRUE
Masonry | 7 |  | Clay brick masonry |  | Clay brick masonry, 150 mm (6") thick, in CM 1:5 |  | TRUE | Sqm | TRUE | 100 | sft |  |  | TRUE | TRUE | FALSE | TRUE
Masonry | 7 |  | Clay brick masonry |  | Clay brick masonry, 150 mm (6") thick, in CM 1:6 |  | TRUE | Sqm | TRUE | 100 | sft |  |  | TRUE | TRUE | FALSE | TRUE
Masonry | 7 |  | Clay brick masonry |  | Clay brick masonry, 100 mm (4") thk, in CM 1:4 |  | TRUE | Sqm | TRUE | 100 | sft |  |  | TRUE | TRUE | FALSE | TRUE
Masonry | 7 |  | Clay brick masonry |  | Clay brick masonry, 100 mm (4") thk, in CM 1:5 |  | TRUE | Sqm | TRUE | 100 | sft |  |  | TRUE | TRUE | FALSE | TRUE
Masonry | 7 |  | Clay brick masonry |  | Clay brick masonry, 100 mm (4") thk, in CM 1:6 |  | TRUE | Sqm | TRUE | 100 | sft |  |  | TRUE | TRUE | FALSE | TRUE
Masonry | 7 |  | Clay brick masonry |  | Clay brick masonry, 230 mm (9") thick, in CM 1:4 |  | TRUE | Sqm | TRUE | 100 | sft |  |  | TRUE | TRUE | FALSE | TRUE
Masonry | 7 |  | Clay brick masonry |  | Clay brick masonry, 230 mm (9") thick, in CM 1:5 |  | TRUE | Sqm | TRUE | 100 | sft |  |  | TRUE | TRUE | FALSE | TRUE
Masonry | 7 |  | Clay brick masonry |  | Clay brick masonry, 230 mm (9") thick, in CM 1:6 |  | TRUE | Sqm | TRUE | 100 | sft |  |  | TRUE | TRUE | FALSE | TRUE
Masonry | 7 |  | Clay brick masonry |  | Clay brick masonry, 350 mm (14") thk, in CM 1:4 |  | TRUE | Sqm | TRUE | 100 | sft |  |  | TRUE | TRUE | FALSE | TRUE
Masonry | 7 |  | Clay brick masonry |  | Clay brick masonry, 350 mm (14") thk, in CM 1:5 |  | TRUE | Sqm | TRUE | 100 | sft |  |  | TRUE | TRUE | FALSE | TRUE
Masonry | 7 |  | Clay brick masonry |  | Clay brick masonry, 350 mm (14") thk, in cm 1:6 |  | TRUE | Sqm | TRUE | 100 | sft |  |  | TRUE | TRUE | FALSE | TRUE
Masonry | 7 |  | Wire cut brick masonry |  | Cellular clay wire cut brick masonry, 100 mm (4") thk, in CM 1:5 without pointing |  | TRUE | Sqm | TRUE | 100 | sft |  |  | TRUE | TRUE | FALSE | TRUE
Masonry | 7 |  | Wire cut brick masonry |  | Cellular clay wire cut brick masonry, 100 mm (4") thk, in CM 1:4, without pointing. |  | TRUE | Sqm | TRUE | 100 | sft |  |  | TRUE | TRUE | FALSE | TRUE
Masonry | 7 |  | Pointing | 100149 | Sunk pointing for UCR masonry in CM 1: 3 | 100150 | TRUE | Sqm | TRUE | 100 | sft |  |  | FALSE | TRUE | FALSE | TRUE
Masonry | 7 |  | Pointing | 100149 | Salai pointing for UCR masonry in CM 1: 4 | 100151 | TRUE | Sqm | TRUE | 100 | sft |  |  | FALSE | TRUE | FALSE | TRUE
Masonry | 7 |  | RCC band |  | RCC band / patli for 4" thick masonry work |  | TRUE | Rm | TRUE | 100 | rft |  |  | TRUE | TRUE | FALSE | FALSE
Masonry | 7 |  | RCC band |  | RCC band / patli for 5" thick masonry work |  | TRUE | Rm | TRUE | 100 | rft |  |  | TRUE | TRUE | FALSE | FALSE
Masonry | 7 |  | RCC band |  | RCC band / patli for 6" thick masonry work |  | TRUE | Rm | TRUE | 100 | rft |  |  | TRUE | TRUE | FALSE | FALSE
Masonry | 7 |  | Masonry labour on b/up area basis | 100156 | Providing masonry labour on B/up area basis | 100157 | FALSE | sft B/up area | FALSE |  |  | 30 | Per Sft b/up area | FALSE | FALSE | FALSE | FALSE
Masonry | 7 |  | Laterite stone masonry | 145564 | Laterite stone masonry 150 mm (6")thk,in CM ( 1:4 ) | 145565 | TRUE | Sqm | TRUE | 10 | Sqm |  |  | TRUE | TRUE | FALSE | TRUE
Masonry | 7 |  | Laterite stone masonry | 145564 | Laterite stone masonry 150 mm (6")thk,in CM ( 1:5 ) | 145557 | TRUE | Sqm | TRUE | 10 | Sqm |  |  | TRUE | TRUE | FALSE | TRUE
Masonry | 7 |  | Laterite stone masonry | 145564 | Laterite stone masonry 150 mm (6")thk,in CM ( 1:6 ) | 145558 | TRUE | Sqm | TRUE | 10 | Sqm |  |  | TRUE | TRUE | FALSE | TRUE
Masonry | 7 |  | Laterite stone masonry | 145564 | Laterite stone masonry 230 mm (9")thk,in CM ( 1:5 ) | 145559 | TRUE | Sqm | TRUE | 10 | Sqm |  |  | TRUE | TRUE | FALSE | TRUE
Masonry | 7 |  | Laterite stone masonry | 145564 | Laterite stone masonry 230 mm (9")thk,in CM ( 1:6) | 145560 | TRUE | Sqm | TRUE | 10 | Sqm |  |  | TRUE | TRUE | FALSE | TRUE
Internal Plaster | 8 |  | On brick masonry |  | Internal rough ( tar ) finish plaster 20 mm thk. in CM 1:4 to be applied on brick masonry |  | TRUE | Sqm | TRUE | 100 | sft |  |  | TRUE | TRUE | FALSE | TRUE
Internal Plaster | 8 |  | On brick masonry |  | Internal rough ( tar ) finish plaster 20 mm thk. in CM 1:5 to be applied on brick masonry |  | TRUE | Sqm | TRUE | 100 | sft |  |  | TRUE | TRUE | FALSE | TRUE
Internal Plaster | 8 |  | On brick masonry |  | Internal rough ( tar ) finish plaster 20 mm thk. in CM 1:6 to be applied on brick masonry |  | TRUE | Sqm | TRUE | 100 | sft |  |  | TRUE | TRUE | FALSE | TRUE
Internal Plaster | 8 |  | On brick masonry |  | Internal rough ( tar ) finish plaster 15 mm thk. in CM 1:4 to be applied on brick masonry |  | TRUE | Sqm | TRUE | 100 | sft |  |  | TRUE | TRUE | FALSE | TRUE
Internal Plaster | 8 |  | On brick masonry |  | Internal rough ( tar ) finish plaster 15 mm thk. in CM 1:5 to be applied on brick masonry |  | TRUE | Sqm | TRUE | 100 | sft |  |  | TRUE | TRUE | FALSE | TRUE
Internal Plaster | 8 |  | On brick masonry |  | Internal rough ( tar ) finish plaster 15 mm thk. in CM 1:6 to be applied on brick masonry |  | TRUE | Sqm | TRUE | 100 | sft |  |  | TRUE | TRUE | FALSE | TRUE
Internal Plaster | 8 |  | On brick masonry |  | Internal sanla finish plaster 15 mm thk. in CM 1:4 to be applied on brick masonry |  | TRUE | Sqm | TRUE | 100 | sft |  |  | TRUE | TRUE | FALSE | TRUE
Internal Plaster | 8 |  | On brick masonry |  | Internal sanla finish plaster 15 mm thk. in CM 1:5 to be applied on brick masonry |  | TRUE | Sqm | TRUE | 100 | sft |  |  | TRUE | TRUE | FALSE | TRUE
Internal Plaster | 8 |  | On brick masonry |  | Internal sanla finish plaster 15 mm thk. in CM 1:6 to be applied on brick masonry |  | TRUE | Sqm | TRUE | 100 | sft |  |  | TRUE | TRUE | FALSE | TRUE
Internal Plaster | 8 |  | On brick masonry |  | Internal sanla finish plaster 20 mm thk. in CM 1:4 to be applied on brick masonry |  | TRUE | Sqm | TRUE | 100 | sft |  |  | TRUE | TRUE | FALSE | TRUE
Internal Plaster | 8 |  | On brick masonry |  | Internal sanla finish plaster 20 mm thk. in CM 1:5 to be applied on brick masonry |  | TRUE | Sqm | TRUE | 100 | sft |  |  | TRUE | TRUE | FALSE | TRUE
Internal Plaster | 8 |  | On brick masonry |  | Internal sanla finish plaster 20 mm thk. in CM 1:6 to be applied on brick masonry |  | TRUE | Sqm | TRUE | 100 | sft |  |  | TRUE | TRUE | FALSE | TRUE
Internal Plaster | 8 |  | On AAC block masonry |  | Internal rough ( tar ) finish plaster 20 mm thk. in CM 1:4 to be applied on AAC block masonry |  | TRUE | Sqm | TRUE | 100 | sft |  |  | TRUE | TRUE | FALSE | TRUE
Internal Plaster | 8 |  | On AAC block masonry |  | Internal rough ( tar ) finish plaster 20 mm thk. in CM 1:5 to be applied on AAC block masonry |  | TRUE | Sqm | TRUE | 100 | sft |  |  | TRUE | TRUE | FALSE | TRUE
Internal Plaster | 8 |  | On AAC block masonry |  | Internal rough ( tar ) finish plaster 20 mm thk. in CM 1:6 to be applied on AAC block masonry |  | TRUE | Sqm | TRUE | 100 | sft |  |  | TRUE | TRUE | FALSE | TRUE
Internal Plaster | 8 |  | On AAC block masonry |  | Internal rough ( tar ) finish plaster 15 mm thk. in CM 1:4 to be applied on AAC block masonry |  | TRUE | Sqm | TRUE | 100 | sft |  |  | TRUE | TRUE | FALSE | TRUE
Internal Plaster | 8 |  | On AAC block masonry |  | Internal rough ( tar ) finish plaster 15 mm thk. in CM 1:5 to be applied on AAC block masonry |  | TRUE | Sqm | TRUE | 100 | sft |  |  | TRUE | TRUE | FALSE | TRUE
Internal Plaster | 8 |  | On AAC block masonry |  | Internal rough ( tar ) finish plaster 15 mm thk. in CM 1:6 to be applied on AAC block masonry |  | TRUE | Sqm | TRUE | 100 | sft |  |  | TRUE | TRUE | FALSE | TRUE
Internal Plaster | 8 |  | On AAC block masonry |  | Internal sanla finish plaster 15 mm thk. in CM 1:4 to be applied on AAC block masonry |  | TRUE | Sqm | TRUE | 100 | sft |  |  | TRUE | TRUE | FALSE | TRUE
Internal Plaster | 8 |  | On AAC block masonry |  | Internal sanla finish plaster 15 mm thk. in CM 1:5 to be applied on AAC block masonry |  | TRUE | Sqm | TRUE | 100 | sft |  |  | TRUE | TRUE | FALSE | TRUE
Internal Plaster | 8 |  | On AAC block masonry |  | Internal sanla finish plaster 15 mm thk. in CM 1:6 to be applied on AAC block masonry |  | TRUE | Sqm | TRUE | 100 | sft |  |  | TRUE | TRUE | FALSE | TRUE
Internal Plaster | 8 |  | On AAC block masonry |  | Internal sanla finish plaster 20 mm thk. in CM 1:4 to be applied on AAC block masonry |  | TRUE | Sqm | TRUE | 100 | sft |  |  | TRUE | TRUE | FALSE | TRUE
Internal Plaster | 8 |  | On AAC block masonry |  | Internal sanla finish plaster 20 mm thk. in CM 1:5 to be applied on AAC block masonry |  | TRUE | Sqm | TRUE | 100 | sft |  |  | TRUE | TRUE | FALSE | TRUE
Internal Plaster | 8 |  | On AAC block masonry |  | Internal sanla finish plaster 20 mm thk. in CM 1:6 to be applied on AAC block masonry |  | TRUE | Sqm | TRUE | 100 | sft |  |  | TRUE | TRUE | FALSE | TRUE
Internal Plaster | 8 |  | On AAC block masonry |  | Ready - mix internal plaster, 12 mm thk. on AAC block masonry |  | TRUE | Sqm | TRUE | 100 | sft |  |  | TRUE | TRUE | FALSE | TRUE
Internal Plaster | 8 |  | On RCC slab bottom |  | Internal sanla finish plaster 15 mm thk. in CM 1:3 to be applied on RCC slab bottom, casted in metal plate shuttering |  | TRUE | Sqm | TRUE | 100 | sft |  |  | TRUE | TRUE | FALSE | TRUE
Internal Plaster | 8 |  | On RCC slab bottom |  | Internal sanla finish plaster 15 mm thk. in CM 1:4 to be applied on RCC slab bottom, casted in metal plate shuttering |  | TRUE | Sqm | TRUE | 100 | sft |  |  | TRUE | TRUE | FALSE | TRUE
Internal Plaster | 8 |  | On RCC slab bottom |  | Internal sanla finish plaster 10 mm thk. in CM 1:3 to be applied on RCC slab bottom, casted in ply shuttering |  | TRUE | Sqm | TRUE | 100 | sft |  |  | TRUE | TRUE | FALSE | TRUE
Internal Plaster | 8 |  | On RCC slab bottom |  | Internal sanla finish plaster 10 mm thk. in CM 1:4 to be applied on RCC slab bottom, casted in ply shuttering |  | TRUE | Sqm | TRUE | 100 | sft |  |  | TRUE | TRUE | FALSE | TRUE
Internal Plaster | 8 |  | Internal plaster labour on b/up area basis | 100158 | Providing internal plaster labour on b/up area basis | 100159 | FALSE | b/up area | FALSE |  | cum | 10 | Per Sft b/up area | FALSE | FALSE | FALSE | FALSE
Gypsum / POP plaster (punning) | 9 |  | Gypsum plaster (punning) |  | Gypsum plaster (punning) on AAC block masonry upto 10 mm thk |  | TRUE | Sqm | TRUE | 100 | sft |  |  | TRUE | TRUE | FALSE | TRUE
Gypsum / POP plaster (punning) | 9 |  | Gypsum plaster (punning) |  | Gypsum plaster (punning) on Rough plastered wall upto 10 mm thk |  | TRUE | Sqm | TRUE | 100 | sft |  |  | TRUE | TRUE | FALSE | TRUE
Gypsum / POP plaster (punning) | 9 |  | Gypsum plaster (punning) |  | Gypsum Plaster (punning) on Ceiling (RCC slab bottom) in patra finish - upto 4 mm thick |  | TRUE | Sqm | TRUE | 100 | sft |  |  | TRUE | TRUE | FALSE | TRUE
Gypsum / POP plaster (punning) | 9 |  | Gypsum plaster (punning) |  | Gypsum plaster (punning) on fly ash brick masonry wall upto 10 mm thk |  | TRUE | Sqm | TRUE | 100 | sft |  |  | TRUE | TRUE | FALSE | TRUE
Gypsum / POP plaster (punning) | 9 |  | POP plaster (punning) |  | POP punning on Rough plastered wall - upto 10 mm thk |  | TRUE | Sqm | TRUE | 100 | sft |  |  | TRUE | TRUE | FALSE | TRUE
Gypsum / POP plaster (punning) | 9 |  | POP plaster (punning) |  | POP Plaster (punning) on Ceiling (RCC slab bottom) in patra finish - upto 4 mm thick |  | TRUE | Sqm | TRUE | 100 | sft |  |  | TRUE | TRUE | FALSE | TRUE
External plaster | 10 |  | Single coat external plaster |  | Sand faced plaster, single coat, 20 mm thick, in CM 1:4, to be applied on brick masonry |  | TRUE | Sqm | TRUE | 100 | sft |  |  | FALSE | TRUE | FALSE | TRUE
External plaster | 10 |  | Single coat external plaster |  | Sand faced plaster, single coat, 20 mm thick, in CM 1:5, to be applied on brick masonry |  | TRUE | Sqm | TRUE | 100 | sft |  |  | FALSE | TRUE | FALSE | TRUE
External plaster | 10 |  | Single coat external plaster |  | Sand faced plaster, single coat, 20 mm thick, in CM 1:6, to be applied on brick masonry |  | TRUE | Sqm | TRUE | 100 | sft |  |  | FALSE | TRUE | FALSE | TRUE
External plaster | 10 |  | Single coat external plaster |  | Dabba plaster, Single coat, 12 mm thick, in CM 1:6, to be applied on AAC block masonry, with finishing done using dabba to get more granular surface |  | TRUE | cum | TRUE | 1 | cum |  |  | FALSE | TRUE | TRUE | TRUE
External plaster | 10 |  | Single coat external plaster |  | Dabba plaster, Single coat, 20 mm thick, in CM 1:6, to be applied on AAC block masonry, with finishing done using dabba to get more granular surface |  | TRUE | Sqm | TRUE | 100 | sft |  |  | FALSE | TRUE | FALSE | TRUE
External plaster | 10 |  | Single coat external plaster |  | Sand faced plaster, single coat, 20 mm thick, in CM 1:4, to be applied on AAC block masonry |  | TRUE | Sqm | TRUE | 100 | sft |  |  | FALSE | TRUE | FALSE | TRUE
External plaster | 10 |  | Single coat external plaster |  | Sand faced plaster, single coat, 20 mm thick, in CM 1:5, to be applied on AAC block masonry |  | TRUE | Sqm | TRUE | 100 | sft |  |  | FALSE | TRUE | FALSE | TRUE
External plaster | 10 |  | Single coat external plaster |  | Sand faced plaster, single coat, 20 mm thick, in CM 1:6, to be applied on AAC block masonry |  | TRUE | Sqm | TRUE | 100 | sft |  |  | FALSE | TRUE | FALSE | TRUE
External plaster | 10 |  | Double coat external plaster |  | Sand faced plaster, double coat, 30 mm thick, in CM 1:6, to be applied on brick masonry |  | TRUE | Sqm | TRUE | 100 | sft |  |  | FALSE | TRUE | FALSE | TRUE
External plaster | 10 |  | Double coat external plaster |  | Sand faced plaster, double coat, 30 mm thick, in CM 1:6, to be applied on AAC block masonry |  | TRUE | Sqm | TRUE | 100 | sft |  |  | FALSE | TRUE | FALSE | TRUE
External plaster | 10 |  | Double coat external plaster |  | Dabba plaster, double coat, 30 mm thick, in CM 1:6, to be applied on AAC block masonry, with finishing done using dabba to get more granular surface |  | TRUE | Sqm | TRUE | 100 | sft |  |  | FALSE | TRUE | FALSE | TRUE
External plaster | 10 |  | Double coat external plaster |  | Sand faced plaster, double coat, 30 mm thick, in CM 1:4, to be applied on brick masonry |  | TRUE | Sqm | TRUE | 100 | sft |  |  | FALSE | TRUE | FALSE | TRUE
External plaster | 10 |  | Double coat external plaster |  | Sand faced plaster, double coat, 30 mm thick, in CM 1:5, to be applied on brick masonry |  | TRUE | Sqm | TRUE | 100 | sft |  |  | FALSE | TRUE | FALSE | TRUE
External plaster | 10 |  | Double coat external plaster |  | Sand faced plaster, double coat, 30 mm thick, in CM 1:5, to be applied on AAC block masonry |  | TRUE | Sqm | TRUE | 100 | sft |  |  | FALSE | TRUE | FALSE | TRUE
External plaster | 10 |  | Double coat external plaster |  | Sand faced plaster, double coat, 30 mm thick, in CM 1:4, to be applied on AAC block masonry |  | TRUE | Sqm | TRUE | 100 | sft |  |  | FALSE | TRUE | FALSE | TRUE
External plaster | 10 |  | External plaster labour on b/up area basis | 102000 | Providing external plaster labour on b/up area basis | 102001 | FALSE | b/up area | FALSE |  |  | 35 | Per Sft b/up area | FALSE | FALSE | FALSE | FALSE
Water proofing | 11 |  | Brickbat waterproofing |  | Brick bat waterproofing up to 150 mm thk for bathroom / toilets with 200 mm sunk |  | TRUE | Sqm | TRUE | 100 | sft |  |  | TRUE | TRUE | TRUE | FALSE
Water proofing | 11 |  | Brickbat waterproofing |  | Brick bat waterproofing upto 150 mm thk for top terraces |  | TRUE | Sqm | TRUE | 100 | sft |  |  | TRUE | TRUE | TRUE | FALSE
Water proofing | 11 |  | Brickbat waterproofing |  | Brick Bat waterproofing upto 150 mm thk for attached terraces with 200 mm sunk |  | TRUE | Sqm | TRUE | 100 | sft |  |  | TRUE | TRUE | TRUE | FALSE
Water proofing | 11 |  | Shahbad stone waterproofing |  | Shahbad stone water proofing (Box waterproofing) for vertical surfaces without screeding |  | TRUE | Sqm | TRUE | 100 | sft |  |  | FALSE | TRUE | TRUE | FALSE
Water proofing | 11 |  | IPS ghotai/ Khadi mal waterproofing |  | IPS Ghotai (Khadi maal) waterproofing 50mm thick for UGWT / Smimming pools |  | TRUE | Sqm | TRUE | 100 | sft |  |  | FALSE | TRUE | TRUE | FALSE
Water proofing | 11 |  | Ghotai plaster waterproofing |  | Ghotai plaster for UGWT / Swimming pools |  | TRUE | Sqm | TRUE | 100 | sft |  |  | FALSE | TRUE | TRUE | FALSE
Water proofing | 11 |  | Chemical waterproofing |  | Chemical water proofing with screeding for bathrooms / toilets of typical size 8' X 5' with 50mm sunk (For toilets with suspended plumbing) |  | TRUE | No | TRUE | 100 | No |  |  | TRUE | TRUE | TRUE | FALSE
Water proofing | 11 |  | Chemical waterproofing |  | Providing and applying Crystaline chemical waterproofing | 100230 | TRUE | Sqm | FALSE |  |  | 25 | per Sqft | FALSE | TRUE | TRUE | FALSE
Water proofing | 11 |  | Chemical waterproofing |  | Providing and applying Cementatious waterproofing | 100231 | TRUE | Sqm | FALSE |  |  | 30 | per Sqft | FALSE | TRUE | TRUE | FALSE
Water proofing | 11 |  | Chemical waterproofing |  | Providing and applying Polyurethane coating for waterproofing | 100232 | TRUE | Sqm | FALSE |  |  | 110 | per Sqft | FALSE | TRUE | TRUE | FALSE
Water proofing | 11 |  | Chemical waterproofing |  | Providing and applying Acrylic coating for waterproofing | 100233 | TRUE | Sqm | FALSE |  |  | 70 | per Sqft | FALSE | TRUE | TRUE | FALSE
Water proofing | 11 |  | Chemical waterproofing |  | External Weather proof coat with crack filling on external plaster and 1 coat of weather proof waterproofing chemical | 100234 | TRUE | Sqm | FALSE |  |  | 3 | per Sqft | FALSE | TRUE | TRUE | FALSE
Water proofing | 11 |  | Membrane waterproofing | 100235 | Providing and applying EPDM membrane waterproofing with Crystaline method | 100236 | TRUE | Sqm | FALSE |  |  | 50 | per Sqft | FALSE | TRUE | TRUE | FALSE
Water proofing | 11 |  | Membrane waterproofing | 100235 | Providing and applying Bituminious. membrane waterproofing with Crystaline method | 100237 | TRUE | Sqm | FALSE |  |  | 35 | per Sqft | FALSE | TRUE | TRUE | FALSE
Flooring / skirting / wall tiling | 12 |  | Vitrified Tile flooring |  | 600 X 600 mm Vitrified tile flooring on 60mm bedding |  | TRUE | Sqm | TRUE | 100 | sft |  |  | TRUE | TRUE | TRUE | FALSE
Flooring / skirting / wall tiling | 12 |  | Vitrified Tile flooring |  | 600 X 1200 mm Vitrified tile flooring on 60mm bedding |  | TRUE | Sqm | TRUE | 100 | sft |  |  | TRUE | TRUE | TRUE | FALSE
Flooring / skirting / wall tiling | 12 |  | Vitrified Tile flooring |  | 800 X 800 mm Vitrified tile flooring on 60mm bedding |  | TRUE | Sqm | TRUE | 100 | sft |  |  | TRUE | TRUE | TRUE | FALSE
Flooring / skirting / wall tiling | 12 |  | Vitrified Tile flooring |  | 1200 X 1200 mm Vitrified tile flooring on 60mm bedding |  | TRUE | Sqm | TRUE | 100 | sft |  |  | TRUE | TRUE | TRUE | FALSE
Flooring / skirting / wall tiling | 12 |  | Vitrified Tile flooring |  | 1000 X 1000 mm Vitrified tile flooring on 60mm bedding |  | TRUE | Sqm | TRUE | 100 | sft |  |  | TRUE | TRUE | TRUE | FALSE
Flooring / skirting / wall tiling | 12 |  | Vitrified Tile flooring |  | 600 X 150 mm Vitrified tile flooring (wooden look) on 60mm bedding |  | TRUE | Sqm | TRUE | 100 | sft |  |  | TRUE | TRUE | TRUE | FALSE
Flooring / skirting / wall tiling | 12 |  | Vitrified Tile flooring |  | 300 X 300 mm high strength Vitrified tile flooring for parking on 60mm bedding |  | TRUE | Sqm | TRUE | 100 | sft |  |  | TRUE | TRUE | TRUE | FALSE
Flooring / skirting / wall tiling | 12 |  | Ceramic tile flooring |  | 300 X 300 mm Ceramic tile flooring on 60mm bedding |  | TRUE | Sqm | TRUE | 100 | sft |  |  | TRUE | TRUE | TRUE | FALSE
Flooring / skirting / wall tiling | 12 |  | Ceramic tile flooring |  | 400 X 400 mm Ceramic tile flooring on 60mm bedding |  | TRUE | Sqm | TRUE | 100 | sft |  |  | TRUE | TRUE | TRUE | FALSE
Flooring / skirting / wall tiling | 12 |  | Ceramic tile flooring |  | 450 X 450 mm Ceramic tile flooring on 60mm bedding |  | TRUE | Sqm | TRUE | 100 | sft |  |  | TRUE | TRUE | TRUE | FALSE
Flooring / skirting / wall tiling | 12 |  | Cement tile flooring |  | 300 mm X 300 mm Concrete chequered tile flooring on 60mm bedding |  | TRUE | Sqm | TRUE | 100 | sft |  |  | TRUE | TRUE | TRUE | FALSE
Flooring / skirting / wall tiling | 12 |  | Cement tile flooring |  | 200 mm X 200 mm Designer cement tile flooring on 60mm bedding |  | TRUE | Sqm | TRUE | 100 | sft |  |  | TRUE | TRUE | TRUE | FALSE
Flooring / skirting / wall tiling | 12 |  | Cement tile flooring |  | 150mm X 150 mm Designer cement tile flooring on 60mm bedding |  | TRUE | Sqm | TRUE | 100 | sft |  |  | TRUE | TRUE | TRUE | FALSE
Flooring / skirting / wall tiling | 12 |  | Cement tile flooring |  | 100 mm X 200 mm Designer cement tile flooring on 60mm bedding |  | TRUE | Sqm | TRUE | 100 | sft |  |  | TRUE | TRUE | TRUE | FALSE
Flooring / skirting / wall tiling | 12 |  | Natural stone flooring |  | Black granite flooring on 60mm bedding |  | TRUE | Sqm | TRUE | 100 | sft |  |  | TRUE | TRUE | TRUE | FALSE
Flooring / skirting / wall tiling | 12 |  | Natural stone flooring |  | Imported marble (Dyna) flooring on 60mm bedding |  | TRUE | Sqm | TRUE | 100 | sft |  |  | TRUE | TRUE | TRUE | FALSE
Flooring / skirting / wall tiling | 12 |  | Natural stone flooring |  | Kota flooring (2'0" x 1' 6") on 60mm bedding |  | TRUE | Sqm | TRUE | 100 | sft |  |  | TRUE | TRUE | TRUE | FALSE
Flooring / skirting / wall tiling | 12 |  | Natural stone flooring |  | Green marble flooring on 60mm bedding |  | TRUE | Sqm | TRUE | 100 | sft |  |  | TRUE | TRUE | TRUE | FALSE
Flooring / skirting / wall tiling | 12 |  | Natural stone flooring |  | Rough shahabad flooring (2'0" x 2'0") on 60mm bedding |  | TRUE | Sqm | TRUE | 100 | sft |  |  | TRUE | TRUE | TRUE | FALSE
Flooring / skirting / wall tiling | 12 |  | Natural stone flooring |  | Stone pebble flooring |  | TRUE | Sqm | TRUE | 100 | sft |  |  | TRUE | TRUE | TRUE | FALSE
Flooring / skirting / wall tiling | 12 |  | Natural stone flooring |  | Imported marble (Crema) flooring on 60mm bedding |  | TRUE | Sqm | TRUE | 100 | sft |  |  | TRUE | TRUE | TRUE | FALSE
Flooring / skirting / wall tiling | 12 |  | Natural stone flooring |  | Imported marble (Travertine ) flooring on 60mm bedding |  | TRUE | Sqm | TRUE | 100 | sft |  |  | TRUE | TRUE | TRUE | FALSE
Flooring / skirting / wall tiling | 12 |  | Natural stone flooring |  | Imported marble (Black Marquina) flooring on 60mm bedding |  | TRUE | Sqm | TRUE | 100 | sft |  |  | TRUE | TRUE | TRUE | FALSE
Flooring / skirting / wall tiling | 12 |  | Natural stone flooring |  | Tandoor stone flooring on 60mm bedding |  | TRUE | Sqm | TRUE | 100 | sft |  |  | TRUE | TRUE | TRUE | FALSE
Flooring / skirting / wall tiling | 12 |  | Natural stone flooring |  | Jaisalmer stone flooring on 60mm bedding |  | TRUE | Sqm | TRUE | 100 | sft |  |  | TRUE | TRUE | TRUE | FALSE
Flooring / skirting / wall tiling | 12 |  | Natural stone flooring |  | Black granite flooring with flaming & brush finish |  | TRUE | Sqm | TRUE | 100 | sft |  |  | TRUE | TRUE | TRUE | FALSE
Flooring / skirting / wall tiling | 12 |  | Natural stone flooring |  | Black granite flooring with leather finish |  | TRUE | Sqm | TRUE | 100 | sft |  |  | TRUE | TRUE | TRUE | FALSE
Flooring / skirting / wall tiling | 12 |  | Natural stone flooring |  | Shahbad stone flooring with leather finish |  | TRUE | Sqm | TRUE | 100 | sft |  |  | TRUE | TRUE | TRUE | FALSE
Flooring / skirting / wall tiling | 12 |  | Natural stone flooring |  | Imported marble ( Satvario ) flooring on 60mm bedding. |  | TRUE | Sqm | TRUE | 100 | sft |  |  | TRUE | TRUE | TRUE | FALSE
Flooring / skirting / wall tiling | 12 |  | Wooden flooring |  | Solid wood flooring with ceramic tile sub base |  | TRUE | Sqm | TRUE | 100 | sft |  |  | TRUE | TRUE | TRUE | FALSE
Flooring / skirting / wall tiling | 12 |  | Wooden flooring |  | Wooden deck flooring on 50mm concrete bedding |  | TRUE | Sqm | TRUE | 100 | sft |  |  | TRUE | TRUE | TRUE | FALSE
Flooring / skirting / wall tiling | 12 |  | Wooden flooring |  | Laminated wooden flooring with ceramic tile sub base. |  | TRUE | Sqm | TRUE | 100 | sft |  |  | TRUE | TRUE | TRUE | FALSE
Flooring / skirting / wall tiling | 12 |  | Paving block flooring |  | Concrete paver block flooring (Non glazed blocks) |  | TRUE | Sqm | TRUE | 100 | sft |  |  | FALSE | TRUE | TRUE | FALSE
Flooring / skirting / wall tiling | 12 |  | Paving block flooring |  | Concrete paver block flooring (Glazed blocks) |  | TRUE | Sqm | TRUE | 100 | sft |  |  | FALSE | TRUE | TRUE | FALSE
Flooring / skirting / wall tiling | 12 |  | Vitrified tile skirting |  | 75 mm (3") X 800 mm vitrified tile skirting |  | TRUE | Rm | TRUE | 100 | rft |  |  | TRUE | TRUE | FALSE | FALSE
Flooring / skirting / wall tiling | 12 |  | Vitrified tile skirting |  | 75 mm (3") X 600 mm vitrified tile skirting |  | TRUE | Rm | TRUE | 100 | rft |  |  | TRUE | TRUE | FALSE | FALSE
Flooring / skirting / wall tiling | 12 |  | Vitrified tile skirting |  | 75 mm (3") X 1000 mm vitrified tile skirting |  | TRUE | Rm | TRUE | 100 | rft |  |  | TRUE | TRUE | FALSE | FALSE
Flooring / skirting / wall tiling | 12 |  | Vitrified tile skirting |  | 75 mm (3") X 1200 mm vitrified tile skirting |  | TRUE | Rm | TRUE | 100 | rft |  |  | TRUE | TRUE | FALSE | FALSE
Flooring / skirting / wall tiling | 12 |  | Ceramic tile skirting | 100284 | 75 mm (3") X 400 mm ceramic tile skirting |  | TRUE | Rm | TRUE | 100 | rft |  |  | TRUE | TRUE | FALSE | FALSE
Flooring / skirting / wall tiling | 12 |  | Ceramic tile skirting | 100284 | 75 mm (3") X 300 mm ceramic tile skirting |  | TRUE | Rm | TRUE | 100 | rft |  |  | TRUE | TRUE | FALSE | FALSE
Flooring / skirting / wall tiling | 12 |  | Natural stone skirting | 100287 | 75 mm (3") X 600 mm kota tile skirting |  | TRUE | Rm | TRUE | 100 | rft |  |  | TRUE | TRUE | FALSE | FALSE
Flooring / skirting / wall tiling | 12 |  | Natural stone skirting | 100287 | 75 mm (3") X 1200 mm marble tile skirting |  | TRUE | Rm | TRUE | 100 | rft |  |  | TRUE | TRUE | FALSE | FALSE
Flooring / skirting / wall tiling | 12 |  | Natural stone skirting | 100287 | 75 mm (3") X 1200 mm granite tile skirting |  | TRUE | Rm | TRUE | 100 | rft |  |  | TRUE | TRUE | FALSE | FALSE
Flooring / skirting / wall tiling | 12 |  | Natural stone skirting | 100287 | 75 mm (3") imported marble (Dyna) skirting |  | TRUE | Rm | TRUE | 100 | rft |  |  | TRUE | TRUE | FALSE | FALSE
Flooring / skirting / wall tiling | 12 |  | Mosaic tile dado / wall cladding | 100293 | 1" x 1" Glass mosaic tile dado (300mm x 300 mm tile size) |  | TRUE | Sqm | TRUE | 100 | sft |  |  | TRUE | TRUE | FALSE | TRUE
Flooring / skirting / wall tiling | 12 |  | Vitrified tile dado / wall cladding | 100295 | 600 X 600 mm vitrified tile dado using tile adhesive | 100296 | TRUE | Sqm | TRUE | 100 | sft |  |  | TRUE | TRUE | FALSE | TRUE
Flooring / skirting / wall tiling | 12 |  | Vitrified tile dado / wall cladding | 100295 | 300 X 600 mm vitrified tile dado using tile adhesive | 100297 | TRUE | Sqm | TRUE | 100 | sft |  |  | TRUE | TRUE | FALSE | TRUE
Flooring / skirting / wall tiling | 12 |  | Vitrified tile dado / wall cladding | 100295 | 150 X 600 mm vitrified tile dado (wooden look) using tile adhesive | 100298 | TRUE | Sqm | TRUE | 100 | sft |  |  | TRUE | TRUE | FALSE | TRUE
Flooring / skirting / wall tiling | 12 |  | Vitrified tile dado / wall cladding | 100295 | 600 X 1200 mm vitrified tile dado using tile adhesive | 100299 | TRUE | Sqm | TRUE | 100 | sft |  |  | TRUE | TRUE | FALSE | TRUE
Flooring / skirting / wall tiling | 12 |  | Vitrified tile dado / wall cladding | 100295 | 150 X 600 mm vitrified tile dado (wooden look) | 100300 | TRUE | Sqm | TRUE | 100 | sft |  |  | TRUE | TRUE | FALSE | TRUE
Flooring / skirting / wall tiling | 12 |  | Vitrified tile dado / wall cladding | 100295 | 300 X 600 mm vitrified tile dado | 100301 | TRUE | Sqm | TRUE | 100 | sft |  |  | TRUE | TRUE | FALSE | TRUE
Flooring / skirting / wall tiling | 12 |  | Vitrified tile dado / wall cladding | 100295 | 600 X 600 mm vitrified tile dado | 100302 | TRUE | Sqm | TRUE | 100 | sft |  |  | TRUE | TRUE | FALSE | TRUE
Flooring / skirting / wall tiling | 12 |  | Vitrified tile dado / wall cladding | 100295 | 600 X 1200 mm vitrified tile dado | 100303 | TRUE | Sqm | TRUE | 100 | sft |  |  | TRUE | TRUE | FALSE | TRUE
Flooring / skirting / wall tiling | 12 |  | Natural stone dado / wall cladding | 100304 | Assorted marble stone wall cladding in strip format ( in the form of 300 x 300 mm tile ) | 100305 | TRUE | Sqm | TRUE | 100 | sft |  |  | TRUE | TRUE | FALSE | TRUE
Flooring / skirting / wall tiling | 12 |  | Natural stone dado / wall cladding | 100304 | Assorted sand stone wall cladding in strip format ( in the form of 300 x 300 mm tile ) | 100306 | TRUE | Sqm | TRUE | 100 | sft |  |  | TRUE | TRUE | FALSE | TRUE
Flooring / skirting / wall tiling | 12 |  | Natural stone dado / wall cladding | 100304 | Slate stone wall cladding in strip format ( in the form of 300 x 300 mm tile ) | 100307 | TRUE | Sqm | TRUE | 100 | sft |  |  | TRUE | TRUE | FALSE | TRUE
Flooring / skirting / wall tiling | 12 |  | Natural stone dado / wall cladding | 100304 | Quartz stone wall cladding in strip format ( in the form of 300 x 300 mm tile ) | 100308 | TRUE | Sqm | TRUE | 100 | sft |  |  | TRUE | TRUE | FALSE | TRUE
Flooring / skirting / wall tiling | 12 |  | Natural stone dado / wall cladding | 100304 | Assorted lime stone wall cladding in strip format ( in the form of 300 x 300 mm tile ) | 100309 | TRUE | Sqm | TRUE | 100 | sft |  |  | TRUE | TRUE | FALSE | TRUE
Flooring / skirting / wall tiling | 12 |  | Natural stone dado / wall cladding | 100304 | Green marble stone wall cladding | 100310 | TRUE | Sqm | TRUE | 100 | sft |  |  | TRUE | TRUE | FALSE | TRUE
Flooring / skirting / wall tiling | 12 |  | Natural stone dado / wall cladding | 100304 | Black granite stone wall cladding | 100311 | TRUE | Sqm | TRUE | 100 | sft |  |  | TRUE | TRUE | FALSE | TRUE
Flooring / skirting / wall tiling | 12 |  | Natural stone dado / wall cladding | 100304 | Imported marble (Dyna) stone wall cladding | 100312 | TRUE | Sqm | TRUE | 100 | sft |  |  | TRUE | TRUE | FALSE | TRUE
Flooring / skirting / wall tiling | 12 |  | Natural stone dado / wall cladding | 100304 | Imported marble (Crema) stone wall cladding | 100313 | TRUE | Sqm | TRUE | 100 | sft |  |  | TRUE | TRUE | FALSE | TRUE
Flooring / skirting / wall tiling | 12 |  | Natural stone dado / wall cladding | 100304 | Imported marble (Travertine ) stone wall cladding | 100314 | TRUE | Sqm | TRUE | 100 | sft |  |  | TRUE | TRUE | FALSE | TRUE
Flooring / skirting / wall tiling | 12 |  | Natural stone dado / wall cladding | 100304 | Imported marble (Black Marquina) stone wall cladding | 100315 | TRUE | Sqm | TRUE | 100 | sft |  |  | TRUE | TRUE | FALSE | TRUE
Flooring / skirting / wall tiling | 12 |  | Ceramic tile dado / wall cladding | 100316 | 300 x 600 mm ceramic tile dado | 100317 | TRUE | Sqm | TRUE | 100 | sft |  |  | TRUE | TRUE | FALSE | TRUE
Flooring / skirting / wall tiling | 12 |  | Ceramic tile dado / wall cladding | 100316 | 13" x 18" Ceramic tile dado | 100318 | TRUE | Sqm | TRUE | 100 | sft |  |  | TRUE | TRUE | FALSE | TRUE
Flooring / skirting / wall tiling | 12 |  | Ceramic tile dado / wall cladding | 100316 | 8" x 12" Ceramic tile dado | 100319 | TRUE | Sqm | TRUE | 100 | sft |  |  | TRUE | TRUE | FALSE | TRUE
Flooring / skirting / wall tiling | 12 |  | Ceramic tile dado / wall cladding | 100316 | 8" x 8" Ceramic tile dado | 100320 | TRUE | Sqm | TRUE | 100 | sft |  |  | TRUE | TRUE | FALSE | TRUE
Flooring / skirting / wall tiling | 12 |  | Protection sheets | 100320 | Providing and laying floor protection sheets using tape above flooring | 100321 | TRUE | Sqm | FALSE |  |  | 8 | sft | TRUE | TRUE | TRUE | FALSE
Flooring / skirting / wall tiling | 12 |  | Epoxy grouting |  | 1 mm spacer- Providing and executing epoxy grouting for 2' x 2' tiles |  | TRUE | Sqm | TRUE | 100 | sft |  |  | TRUE | TRUE | TRUE | FALSE
Flooring / skirting / wall tiling | 12 |  | Epoxy grouting |  | 2 mm spacer- Providing and executing epoxy grouting for 2' x 2' tiles |  | TRUE | Sqm | TRUE | 100 | sft |  |  | TRUE | TRUE | TRUE | FALSE
Flooring / skirting / wall tiling | 12 |  | Epoxy grouting |  | 3 mm spacer- Providing and executing epoxy grouting for 2' x 2' tiles |  | TRUE | Sqm | TRUE | 100 | sft |  |  | TRUE | TRUE | TRUE | FALSE
Flooring / skirting / wall tiling | 12 |  | Epoxy grouting |  | 1 mm spacer- Providing and executing epoxy grouting for 2' x 1' tiles |  | TRUE | Sqm | TRUE | 100 | sft |  |  | TRUE | TRUE | TRUE | FALSE
Flooring / skirting / wall tiling | 12 |  | Epoxy grouting |  | 2 mm spacer- Providing and executing epoxy grouting for 2' x 1' tiles |  | TRUE | Sqm | TRUE | 100 | sft |  |  | TRUE | TRUE | TRUE | FALSE
Flooring / skirting / wall tiling | 12 |  | Epoxy grouting |  | 3 mm spacer- Providing and executing epoxy grouting for 2' x 1' tiles |  | TRUE | Sqm | TRUE | 100 | sft |  |  | TRUE | TRUE | TRUE | FALSE
Flooring / skirting / wall tiling | 12 |  | Epoxy grouting |  | 1 mm spacer- Providing and executing epoxy grouting for 2' x 4' tiles |  | TRUE | Sqm | TRUE | 100 | sft |  |  | TRUE | TRUE | TRUE | FALSE
Flooring / skirting / wall tiling | 12 |  | Epoxy grouting |  | 2 mm spacer- Providing and executing epoxy grouting for 2' x 4' tiles |  | TRUE | Sqm | TRUE | 100 | sft |  |  | TRUE | TRUE | TRUE | FALSE
Flooring / skirting / wall tiling | 12 |  | Epoxy grouting |  | 3 mm spacer- Providing and executing epoxy grouting for 2' x 4' tiles |  | TRUE | Sqm | TRUE | 100 | sft |  |  | TRUE | TRUE | TRUE | FALSE
Flooring / skirting / wall tiling | 12 |  | Epoxy grouting |  | 1 mm spacer- Providing and executing epoxy grouting for 1' x 1' tiles |  | TRUE | Sqm | TRUE | 100 | sft |  |  | TRUE | TRUE | TRUE | FALSE
Flooring / skirting / wall tiling | 12 |  | Epoxy grouting |  | 2 mm spacer- Providing and executing epoxy grouting for 1' x 1' tiles |  | TRUE | Sqm | TRUE | 100 | sft |  |  | TRUE | TRUE | TRUE | FALSE
Flooring / skirting / wall tiling | 12 |  | Epoxy grouting |  | 3 mm spacer- Providing and executing epoxy grouting for 1' x 1' tiles |  | TRUE | Sqm | TRUE | 100 | sft |  |  | TRUE | TRUE | TRUE | FALSE
Flooring / skirting / wall tiling | 12 |  | Cementatiuos grouting |  | 1 mm spacer- Providing and executing cementatious grouting for 2' x 2' tiles |  | TRUE | Sqm | TRUE | 100 | sft |  |  | TRUE | TRUE | TRUE | FALSE
Flooring / skirting / wall tiling | 12 |  | Cementatiuos grouting |  | 2 mm spacer- Providing and executing cementatious grouting for 2' x 2' tiles |  | TRUE | Sqm | TRUE | 100 | sft |  |  | TRUE | TRUE | TRUE | FALSE
Flooring / skirting / wall tiling | 12 |  | Cementatiuos grouting |  | 3 mm spacer- Providing and executing cementatious grouting for 2' x 2' tiles |  | TRUE | Sqm | TRUE | 100 | sft |  |  | TRUE | TRUE | TRUE | FALSE
Flooring / skirting / wall tiling | 12 |  | Cementatiuos grouting |  | 1 mm spacer- Providing and executing cementatious grouting for 2' x 1' tiles |  | TRUE | Sqm | TRUE | 100 | sft |  |  | TRUE | TRUE | TRUE | FALSE
Flooring / skirting / wall tiling | 12 |  | Cementatiuos grouting |  | 2 mm spacer- Providing and executing cementatious grouting for 2' x 1' tiles |  | TRUE | Sqm | TRUE | 100 | sft |  |  | TRUE | TRUE | TRUE | FALSE
Flooring / skirting / wall tiling | 12 |  | Cementatiuos grouting |  | 3 mm spacer- Providing and executing cementatious grouting for 2' x 1' tiles |  | TRUE | Sqm | TRUE | 100 | sft |  |  | TRUE | TRUE | TRUE | FALSE
Flooring / skirting / wall tiling | 12 |  | Cementatiuos grouting |  | 1 mm spacer- Providing and executing cementatious grouting for 2' x 4' tiles |  | TRUE | Sqm | TRUE | 100 | sft |  |  | TRUE | TRUE | TRUE | FALSE
Flooring / skirting / wall tiling | 12 |  | Cementatiuos grouting |  | 2 mm spacer- Providing and executing cementatious grouting for 2' x 4' tiles |  | TRUE | Sqm | TRUE | 100 | sft |  |  | TRUE | TRUE | TRUE | FALSE
Flooring / skirting / wall tiling | 12 |  | Cementatiuos grouting |  | 3 mm spacer- Providing and executing cementatious grouting for 2' x 4' tiles |  | TRUE | Sqm | TRUE | 100 | sft |  |  | TRUE | TRUE | TRUE | FALSE
Flooring / skirting / wall tiling | 12 |  | Cementatiuos grouting |  | 1 mm spacer- Providing and executing cementatious grouting for 1' x 1' tiles |  | TRUE | Sqm | TRUE | 100 | sft |  |  | TRUE | TRUE | TRUE | FALSE
Flooring / skirting / wall tiling | 12 |  | Cementatiuos grouting |  | 2 mm spacer- Providing and executing cementatious grouting for 1' x 1' tiles |  | TRUE | Sqm | TRUE | 100 | sft |  |  | TRUE | TRUE | TRUE | FALSE
Flooring / skirting / wall tiling | 12 |  | Cementatiuos grouting |  | 3 mm spacer- Providing and executing cementatious grouting for 1' x 1' tiles |  | TRUE | Sqm | TRUE | 100 | sft |  |  | TRUE | TRUE | TRUE | FALSE
Kitchen platforms | 13 | 100321 | Straight kitchen otta/platform | 100322 | 10 ft long 2'3" wide black granite kitchen otta with SS sink | 100323 | FALSE | No. | TRUE | 0 | No. |  |  | TRUE | FALSE | FALSE | FALSE
Kitchen platforms | 13 | 100321 | Straight kitchen otta/platform | 100322 | 10 ft long 2'3" wide green marble kitchen otta with SS sink | 100324 | FALSE | No. | TRUE | 0 | No. |  |  | TRUE | FALSE | FALSE | FALSE
Kitchen platforms | 13 | 100321 | Straight kitchen otta/platform | 100322 | Providing and installing straight kitchen otta/platform | 100325 | FALSE | Rm | FALSE |  |  | 0 | per m | FALSE | FALSE | FALSE | FALSE
Kitchen platforms | 13 | 100321 | L - shape kitchen otta/platform | 100326 | L-Shape black granite kitchen otta with SS sink (as per attached drawing) | 100327 | FALSE | No. | TRUE | 0 | No. |  |  | TRUE | FALSE | FALSE | FALSE
Kitchen platforms | 13 | 100321 | L - shape kitchen otta/platform | 100326 | L-Shape green marble kitchen otta with SS sink (as per attached drawing) | 100328 | FALSE | No. | TRUE | 0 | No. |  |  | TRUE | FALSE | FALSE | FALSE
Kitchen platforms | 13 | 100321 | L - shape kitchen otta/platform | 100326 | L-Shape black granite kitchen otta both side fixed with SS sink (as per attached drawing) | 100329 | FALSE | No. | TRUE | 0 | No. |  |  | TRUE | FALSE | FALSE | FALSE
Kitchen platforms | 13 | 100321 | L - shape kitchen otta/platform | 100326 | L-Shape green marble kitchen otta both side fixed wth SS sink (as per attached drawing) | 100330 | FALSE | No. | TRUE | 0 | No. |  |  | TRUE | FALSE | FALSE | FALSE
Kitchen platforms | 13 | 100321 | L - shape kitchen otta/platform | 100326 | Providing and installing L-Shape kitchen otta/platform | 100331 | FALSE | Rm | FALSE |  |  | 0 | per m | TRUE | FALSE | FALSE | FALSE
Kitchen platforms | 13 | 100321 | Island kitchen otta/platform | 100332 | Providing and installing L-Shape kitchen otta/platform | 100333 | FALSE | Rm | FALSE |  |  | 0 | per m | TRUE | FALSE | FALSE | FALSE
Kitchen platforms | 13 | 100321 | Modular kitchen otta/platform | 100334 | Providing and installing carcase based modular kitchen otta/platform with overhead cabinets | 100335 | FALSE | Rm | FALSE |  |  | 0 | per m | TRUE | FALSE | FALSE | FALSE
Window sills / jambs | 14 | 100336 | 3 " Sills / Jambs | 100337 | 3" Black granite window sill with chamfer & edge polish | 100338 | TRUE | Rm | TRUE | 100 | Rft |  |  | TRUE | TRUE | FALSE | FALSE
Window sills / jambs | 14 | 100336 | 3 " Sills / Jambs | 100337 | 3" Green marble window sill with chamfer & edge polish | 100339 | TRUE | Rm | TRUE | 100 | Rft |  |  | TRUE | TRUE | FALSE | FALSE
Window sills / jambs | 14 | 100336 | 3 " Sills / Jambs | 100337 | 3" Black granite window jambs with chamfer & edge polish | 140000 | TRUE | Rm | TRUE | 100 | Rft |  |  | TRUE | TRUE | FALSE | FALSE
Window sills / jambs | 14 | 100336 | 3 " Sills / Jambs | 100337 | 3" Green marble window jambs with chamfer & edge polish | 100340 | TRUE | Rm | TRUE | 100 | Rft |  |  | TRUE | TRUE | FALSE | FALSE
Window sills / jambs | 14 | 100336 | 8 " Sills / Jambs | 100341 | 8" Black granite window sill with chamfer & edge polish | 100342 | TRUE | Rm | TRUE | 100 | Rft |  |  | TRUE | TRUE | FALSE | FALSE
Window sills / jambs | 14 | 100336 | 8 " Sills / Jambs | 100341 | 8" Green marble window sill with chamfer & edge polish | 100343 | TRUE | Rm | TRUE | 100 | Rft |  |  | TRUE | TRUE | FALSE | FALSE
Window sills / jambs | 14 | 100336 | 8 " Sills / Jambs | 100341 | 8" Black granite window sill ( Double patti ) with chamfer & edge polish | 100344 | TRUE | Rm | TRUE | 100 | Rft |  |  | TRUE | TRUE | FALSE | FALSE
Window sills / jambs | 14 | 100336 | 8 " Sills / Jambs | 100341 | 8" Green marble window sill ( Double patti ) with chamfer & edge polish | 100345 | TRUE | Rm | TRUE | 100 | Rft |  |  | TRUE | TRUE | FALSE | FALSE
Window sills / jambs | 14 | 100336 | 8 " Sills / Jambs | 100341 | 8" Black granite window jambs with chamfer & edge polish | 102100 | TRUE | Rm | TRUE | 100 | Rft |  |  | TRUE | TRUE | FALSE | FALSE
Window sills / jambs | 14 | 100336 | 8 " Sills / Jambs | 100341 | 8" Green marble window jambs with chamfer & edge polish | 102101 | TRUE | Rm | TRUE | 100 | Rft |  |  | TRUE | TRUE | FALSE | FALSE
Window sills / jambs | 14 | 100336 | 8 " Sills / Jambs | 100341 | 8" Black granite window jambs ( Double patti ) with chamfer & edge polish. | 140002 | TRUE | Rm | TRUE | 100 | Rft |  |  | TRUE | TRUE | FALSE | FALSE
Window sills / jambs | 14 | 100336 | 8 " Sills / Jambs | 100341 | 8" Green marble window jambs ( Double patti ) with chamfer & edge polish. | 140003 | TRUE | Rm | TRUE | 100 | Rft |  |  | TRUE | TRUE | FALSE | FALSE
Staircase Treads and Risers | 15 |  | 3' Wide staircase |  | 3'0" X 1'0" polished kota tread for staircase |  | FALSE | No. | TRUE | 1 | No. |  |  | FALSE | FALSE | FALSE | FALSE
Staircase Treads and Risers | 15 |  | 3' Wide staircase |  | 3'0" X 1'0" polished tandoor tread for staircase |  | FALSE | No. | TRUE | 1 | No. |  |  | FALSE | FALSE | FALSE | FALSE
Staircase Treads and Risers | 15 |  | 3' Wide staircase |  | 3'0" X 1'0" polished granite tread for staircase |  | FALSE | No. | TRUE | 1 | No. |  |  | FALSE | FALSE | FALSE | FALSE
Staircase Treads and Risers | 15 |  | 3' Wide staircase |  | 3'0" X 1'0" polished marble tread for staircase |  | FALSE | No. | TRUE | 1 | No. |  |  | FALSE | FALSE | FALSE | FALSE
Staircase Treads and Risers | 15 |  | 3' Wide staircase |  | 3'0" X 1'0" Imported marble (Black Marquina) tread for staircase |  | FALSE | No. | TRUE | 1 | No. |  |  | FALSE | FALSE | FALSE | FALSE
Staircase Treads and Risers | 15 |  | 3' Wide staircase |  | 3'0" X 1'0" Imported marble ( Dyna ) tread for staircase |  | FALSE | No. | TRUE | 1 | No. |  |  | FALSE | FALSE | FALSE | FALSE
Staircase Treads and Risers | 15 |  | 3' Wide staircase |  | 3'0" X 1'0" Imported marble (Crema) tread for staircase |  | FALSE | No. | TRUE | 1 | No. |  |  | FALSE | FALSE | FALSE | FALSE
Staircase Treads and Risers | 15 |  | 3' Wide staircase |  | 3'0" X 6" tread for staircase with selected stone and edge finish |  | FALSE | No. | TRUE | 1 | No. |  |  | FALSE | FALSE | FALSE | FALSE
Staircase Treads and Risers | 15 |  | 3' Wide staircase |  | 3'0" X 6" polished kota riser for staircase |  | FALSE | No. | TRUE | 1 | No. |  |  | FALSE | FALSE | FALSE | FALSE
Staircase Treads and Risers | 15 |  | 3' Wide staircase |  | 3'0" X 6" polished tandoor riser for staircase |  | FALSE | No. | TRUE | 1 | No. |  |  | FALSE | FALSE | FALSE | FALSE
Staircase Treads and Risers | 15 |  | 3' Wide staircase |  | 3'0" X 6" polished granite riser for staircase |  | FALSE | No. | TRUE | 1 | No. |  |  | FALSE | FALSE | FALSE | FALSE
Staircase Treads and Risers | 15 |  | 3' Wide staircase |  | 3'0" X 6" polished marble riser for staircase |  | FALSE | No. | TRUE | 1 | No. |  |  | FALSE | FALSE | FALSE | FALSE
Staircase Treads and Risers | 15 |  | 3' Wide staircase |  | 3'0" X 6" Imported marble (Black Marquina) riser for staircase |  | FALSE | No. | TRUE | 1 | No. |  |  | FALSE | FALSE | FALSE | FALSE
Staircase Treads and Risers | 15 |  | 3' Wide staircase |  | 3'0" X 6" Imported marble ( Dyna ) riser for staircase |  | FALSE | No. | TRUE | 1 | No. |  |  | FALSE | FALSE | FALSE | FALSE
Staircase Treads and Risers | 15 |  | 3' Wide staircase |  | 3'0" X 6" Imported marble (Crema) riser for staircase |  | FALSE | No. | TRUE | 1 | No. |  |  | FALSE | FALSE | FALSE | FALSE
Staircase Treads and Risers | 15 |  | 3' Wide staircase |  | 3'0" X 6" riser for staircase with selected stone |  | FALSE | No. | TRUE | 1 | No. |  |  | FALSE | FALSE | FALSE | FALSE
Staircase Treads and Risers | 15 |  | 4' Wide staircase |  | 4'0" X 1'0" polished kota tread for staircase |  | FALSE | No. | TRUE | 1 | No. |  |  | FALSE | FALSE | FALSE | FALSE
Staircase Treads and Risers | 15 |  | 4' Wide staircase |  | 4'0" X 1'0" polished tandoor tread for staircase |  | FALSE | No. | TRUE | 1 | No. |  |  | FALSE | FALSE | FALSE | FALSE
Staircase Treads and Risers | 15 |  | 4' Wide staircase |  | 4'0" X 1'0" readymade cement tile tread for staircase |  | FALSE | No. | TRUE | 1 | No. |  |  | FALSE | FALSE | FALSE | FALSE
Staircase Treads and Risers | 15 |  | 4' Wide staircase |  | 4'0" X 1'0" polished granite tread for staircase |  | FALSE | No. | TRUE | 1 | No. |  |  | FALSE | FALSE | FALSE | FALSE
Staircase Treads and Risers | 15 |  | 4' Wide staircase |  | 4'0" X 1'0" polished marble tread for staircase |  | FALSE | No. | TRUE | 1 | No. |  |  | FALSE | FALSE | FALSE | FALSE
Staircase Treads and Risers | 15 |  | 4' Wide staircase |  | 4'0" X 1'0" Imported marble (Black Marquina) tread for staircase |  | FALSE | No. | TRUE | 1 | No. |  |  | FALSE | FALSE | FALSE | FALSE
Staircase Treads and Risers | 15 |  | 4' Wide staircase |  | 4'0" X 1'0" Imported marble ( Dyna ) tread for staircase |  | FALSE | No. | TRUE | 1 | No. |  |  | FALSE | FALSE | FALSE | FALSE
Staircase Treads and Risers | 15 |  | 4' Wide staircase |  | 4'0" X 1'0" Imported marble (Crema) tread for staircase |  | FALSE | No. | TRUE | 1 | No. |  |  | FALSE | FALSE | FALSE | FALSE
Staircase Treads and Risers | 15 |  | 4' Wide staircase |  | 4'0" X 6" tread for staircase with selected stone and edge finish |  | FALSE | No. | TRUE | 1 | No. |  |  | FALSE | FALSE | FALSE | FALSE
Staircase Treads and Risers | 15 |  | 4' Wide staircase |  | 4'0" X 6" polished kota riser for staircase |  | FALSE | No. | TRUE | 1 | No. |  |  | FALSE | FALSE | FALSE | FALSE
Staircase Treads and Risers | 15 |  | 4' Wide staircase |  | 4'0" X 6" polished tandoor riser for staircase |  | FALSE | No. | TRUE | 1 | No. |  |  | FALSE | FALSE | FALSE | FALSE
Staircase Treads and Risers | 15 |  | 4' Wide staircase |  | 4'0" X 6" ceramic tile riser for staircase |  | FALSE | No. | TRUE | 1 | No. |  |  | FALSE | FALSE | FALSE | FALSE
Staircase Treads and Risers | 15 |  | 4' Wide staircase |  | 4'0" X 6" polished granite riser for staircase |  | FALSE | No. | TRUE | 1 | No. |  |  | FALSE | FALSE | FALSE | FALSE
Staircase Treads and Risers | 15 |  | 4' Wide staircase |  | 4'0" X 6" polished marble riser for staircase |  | FALSE | No. | TRUE | 1 | No. |  |  | FALSE | FALSE | FALSE | FALSE
Staircase Treads and Risers | 15 |  | 4' Wide staircase |  | 4'0" X 6" Imported marble (Black Marquina) riser for staircase |  | FALSE | No. | TRUE | 1 | No. |  |  | FALSE | FALSE | FALSE | FALSE
Staircase Treads and Risers | 15 |  | 4' Wide staircase |  | 4'0" X 6" Imported marble ( Dyna ) riser for staircase |  | FALSE | No. | TRUE | 1 | No. |  |  | FALSE | FALSE | FALSE | FALSE
Staircase Treads and Risers | 15 |  | 4' Wide staircase |  | 4'0" X 6" Imported marble (Crema) riser for staircase |  | FALSE | No. | TRUE | 1 | No. |  |  | FALSE | FALSE | FALSE | FALSE
Staircase Treads and Risers | 15 |  | 4' Wide staircase |  | 4'0" X 6" riser for staircase with selected stone |  | FALSE | No. | TRUE | 1 | No. |  |  | FALSE | FALSE | FALSE | FALSE
Staircase Treads and Risers | 15 |  | 5' Wide staircase |  | 5'0" X 1'0" polished kota tread for staircase |  | FALSE | No. | TRUE | 1 | No. |  |  | FALSE | FALSE | FALSE | FALSE
Staircase Treads and Risers | 15 |  | 5' Wide staircase |  | 5'0" X 1'0" polished tandoor tread for staircase |  | FALSE | No. | TRUE | 1 | No. |  |  | FALSE | FALSE | FALSE | FALSE
Staircase Treads and Risers | 15 |  | 5' Wide staircase |  | 5'0" X 1'0" polished granite tread for staircase |  | FALSE | No. | TRUE | 1 | No. |  |  | FALSE | FALSE | FALSE | FALSE
Staircase Treads and Risers | 15 |  | 5' Wide staircase |  | 5'0" X 1'0" polished marble tread for staircase |  | FALSE | No. | TRUE | 1 | No. |  |  | FALSE | FALSE | FALSE | FALSE
Staircase Treads and Risers | 15 |  | 5' Wide staircase |  | 5'0" X 1'0" Imported marble (Black Marquina) tread for staircase |  | FALSE | No. | TRUE | 1 | No. |  |  | FALSE | FALSE | FALSE | FALSE
Staircase Treads and Risers | 15 |  | 5' Wide staircase |  | 5'0" X 1'0" Imported marble ( Dyna ) tread for staircase |  | FALSE | No. | TRUE | 1 | No. |  |  | FALSE | FALSE | FALSE | FALSE
Staircase Treads and Risers | 15 |  | 5' Wide staircase |  | 5'0" X 1'0" Imported marble (Crema) tread for staircase |  | FALSE | No. | TRUE | 1 | No. |  |  | FALSE | FALSE | FALSE | FALSE
Staircase Treads and Risers | 15 |  | 5' Wide staircase |  | 5'0" X 6" tread for staircase with selected stone and edge finish |  | FALSE | No. | TRUE | 1 | No. |  |  | FALSE | FALSE | FALSE | FALSE
Staircase Treads and Risers | 15 |  | 5' Wide staircase |  | 5'0" X 6" polished kota riser for staircase |  | FALSE | No. | TRUE | 1 | No. |  |  | FALSE | FALSE | FALSE | FALSE
Staircase Treads and Risers | 15 |  | 5' Wide staircase |  | 5'0" X 6" polished tandoor riser for staircase |  | FALSE | No. | TRUE | 1 | No. |  |  | FALSE | FALSE | FALSE | FALSE
Staircase Treads and Risers | 15 |  | 5' Wide staircase |  | 5'0" X 6" polished granite riser for staircase |  | FALSE | No. | TRUE | 1 | No. |  |  | FALSE | FALSE | FALSE | FALSE
Staircase Treads and Risers | 15 |  | 5' Wide staircase |  | 5'0" X 6" polished marble riser for staircase |  | FALSE | No. | TRUE | 1 | No. |  |  | FALSE | FALSE | FALSE | FALSE
Staircase Treads and Risers | 15 |  | 5' Wide staircase |  | 5'0" X 6" Imported marble (Black Marquina) riser for staircase |  | FALSE | No. | TRUE | 1 | No. |  |  | FALSE | FALSE | FALSE | FALSE
Staircase Treads and Risers | 15 |  | 5' Wide staircase |  | 5'0" X 6" Imported marble ( Dyna ) riser for staircase |  | FALSE | No. | TRUE | 1 | No. |  |  | FALSE | FALSE | FALSE | FALSE
Staircase Treads and Risers | 15 |  | 5' Wide staircase |  | 5'0" X 6" Imported marble (Crema) riser for staircase |  | FALSE | No. | TRUE | 1 | No. |  |  | FALSE | FALSE | FALSE | FALSE
Staircase Treads and Risers | 15 |  | 5' Wide staircase |  | 5'0" X 6" riser for staircase with selected stone |  | FALSE | No. | TRUE | 1 | No. |  |  | FALSE | FALSE | FALSE | FALSE
Electrification | 16 | 100558 | Inside unit/apartment- Point wise | 100559 | Providing electrical points inside apartment with wiring considered from switch board to points- Point wise | 100560 | FALSE | Job | TRUE | 0 | Per Job |  |  | TRUE | FALSE | FALSE | FALSE
Electrification | 16 | 100558 | Inside unit/apartment- Material wise | 100561 | Providing electrical points inside apartment with wiring considered from switch board to points- Material wise | 100562 | FALSE | Job | TRUE | 0 | Per Job |  |  | TRUE | FALSE | FALSE | FALSE
Electrification | 16 | 100558 | Wiring | 100563 | Providing wiring from DB to switch boards | 100564 | TRUE | Rm | TRUE | 0 | Per Job |  |  | TRUE | TRUE | FALSE | FALSE
Electrification | 16 | 100558 | Wiring | 100563 | Providing wiring from DB to meter for each unit | 100565 | TRUE | Rm | TRUE | 0 | Per Job |  |  | FALSE | TRUE | FALSE | FALSE
Electrification | 16 | 100558 | Meter board/room | 100570 | Providing meters for each unit with main switch, MCB's, Fuse, Common bus bar etc. | 100571 | FALSE | Job | TRUE | 0 | Per Job |  |  | FALSE | FALSE | FALSE | FALSE
Electrification | 16 | 100558 | Lift shaft | 650570 | Providing and executing electrical work in lift shaft as per requirement | 650571 | FALSE | Job | FALSE |  | Per Job | 0 | Job | FALSE | FALSE | FALSE | FALSE
Internal plumbing with vertical lines | 17 | 100572 | toilets/Bathrooms- Internal | 100573 | Providing and executing internal plumbing along with CP/sanitary fittings inside toilet with basin as per design and specifications | 100574 | FALSE | Job | FALSE |  |  | 50000 | Per Job | TRUE | FALSE | FALSE | FALSE
Internal plumbing with vertical lines | 17 | 100572 | toilets/Bathrooms- Internal | 100573 | Providing and executing internal plumbing along with CP/sanitary fittings inside toilet without basin as per design and specifications | 100575 | FALSE | Job | FALSE |  |  | 42000 | Per Job | TRUE | FALSE | FALSE | FALSE
Internal plumbing with vertical lines | 17 | 100572 | toilets/Bathrooms- Internal | 100573 | Providing and executing internal plumbing along with CP/sanitary fittings inside bathroom as per design and specifications | 100576 | FALSE | Job | FALSE |  |  | 35000 | Per Job | TRUE | FALSE | FALSE | FALSE
Internal plumbing with vertical lines | 17 | 100572 | toilets/Bathrooms- Internal | 100573 | Providing and executing internal plumbing along with CP/sanitary fittings inside WC as per design and specifications | 522576 | FALSE | Job | FALSE |  |  | 10000 | Per Job | TRUE | FALSE | FALSE | FALSE
Internal plumbing with vertical lines | 17 | 100572 | toilets/Bathrooms- Internal | 100573 | Providing and making 4' long and 2' wide counter top for above counter wash basin with selected stone as per design and specifications | 522577 | FALSE | No | TRUE | 1 | No |  | No | TRUE | FALSE | FALSE | FALSE
Internal plumbing with vertical lines | 17 | 100572 | toilets/Bathrooms- Internal | 100573 | Providing and making 4' long and 2' wide counter top for below counter wash basin with selected stone as per design and specifications | 522578 | FALSE | No | TRUE | 1 | No |  | No | TRUE | FALSE | FALSE | FALSE
Internal plumbing with vertical lines | 17 | 100572 | toilets/Bathrooms- Internal | 100573 | Providing and making 4' long and 1'3" wide counter top for semi recessed wash basin with selected stone as per design and specifications | 522579 | FALSE | No | TRUE | 1 | No |  | No | TRUE | FALSE | FALSE | FALSE
Internal plumbing with vertical lines | 17 | 100572 | Kitchen- Internal | 300010 | Providing and executing internal plumbing along with CP fittings inside kitchen as per design and specifications | 555574 | FALSE | Job | FALSE |  |  | 10000 | Per Job | TRUE | FALSE | FALSE | FALSE
Internal plumbing with vertical lines | 17 | 100572 | Dry balcony/terrace- Internal | 556573 | Providing and executing internal plumbing along with CP/sanitary fittings in dery balcony/terace as per design and specifications | 558574 | FALSE | Job | FALSE |  |  | 5000 | Per Job | TRUE | FALSE | FALSE | FALSE
Internal plumbing with vertical lines | 17 | 100572 | Vertical lines in ducts | 100577 | Providing and executing vertical downtake lines for a particular duct as per design and specifications | 100578 | FALSE | Job | FALSE |  |  |  |  | FALSE | FALSE | FALSE | FALSE
Shower Enclosures | 18 | 100540 | Work Items | 100541 | Providing and installing sliding type shower partition as per required specifications | 100542 | FALSE | No. | FALSE |  |  | 12000 | No. | FALSE | FALSE | FALSE | FALSE
Shower Enclosures | 18 | 100540 | Work Items | 100541 | Providing and installing partly fixed glass plus partly openable glass door type shower partition as per required specifications | 100543 | FALSE | No. | FALSE |  |  | 14000 | No. | FALSE | FALSE | FALSE | FALSE
Shower Enclosures | 18 | 100540 | Work Items | 100541 | Providing and installing partly fixed glass type shower partition as per required specifications | 100544 | FALSE | No. | FALSE |  |  | 8000 | No. | FALSE | FALSE | FALSE | FALSE
Doors with frames | 19 | 100398 | Flush doors | 100399 | Door shutter 30 mm thick for door opening size 3'0" W x 7'0" H with both side high gloss/textured laminate |  | FALSE | No. | TRUE | 0 | per No |  |  | TRUE | FALSE | FALSE | FALSE
Doors with frames | 19 | 100398 | Flush doors | 100399 | Door shutter 30 mm thick for door opening size 3'0" W x 7'0" H with both side painted |  | FALSE | No. | TRUE | 0 | per No |  |  | TRUE | FALSE | FALSE | FALSE
Doors with frames | 19 | 100398 | Flush doors | 100399 | Door shutter 30 mm thick for door opening size 3'0" W x 7'0" H with one side door skin & one side plain laminate |  | FALSE | No. | TRUE | 0 | per No |  |  | TRUE | FALSE | FALSE | FALSE
Doors with frames | 19 | 100398 | Flush doors | 100399 | Door shutter 30 mm thick for door opening size 2'6" W x 7'0" H with both side plain laminate |  | FALSE | No. | TRUE | 0 | per No |  |  | TRUE | FALSE | FALSE | FALSE
Doors with frames | 19 | 100398 | Flush doors | 100399 | Door shutter 30 mm thick for door opening size 3'0" W x 7'0" H with both side plain laminate |  | FALSE | No. | TRUE | 0 | per No |  |  | TRUE | FALSE | FALSE | FALSE
Doors with frames | 19 | 100398 | Flush doors | 100399 | Door shutter 30 mm thick for door opening size 3'0" W x 7'0" H with both side Veneer finish |  | FALSE | No. | TRUE | 0 | per No |  |  | TRUE | FALSE | FALSE | FALSE
Doors with frames | 19 | 100398 | Flush doors | 100399 | Door shutter 30 mm thick for door opening size 2'6" W x 7'0" H with both side oil painted |  | FALSE | No. | TRUE | 0 | per No |  |  | TRUE | FALSE | FALSE | FALSE
Doors with frames | 19 | 100398 | Moulded doors | 100403 | Moulded door shutter 30 mm thick with HDF door skin for door opening size 3'0" W X 7'0" H |  | FALSE | No. | TRUE | 0 | per No |  |  | TRUE | FALSE | FALSE | FALSE
Doors with frames | 19 | 100398 | Moulded doors | 100403 | Moulded door shutter of opening size 3'0" W X 7'0" H with PVC door skin |  | FALSE | No. | TRUE | 0 | per No |  |  | TRUE | FALSE | FALSE | FALSE
Doors with frames | 19 | 100398 | Moulded doors | 100403 | Moulded shutter for opening size 3'0" W X 7'0" H with veneer |  | FALSE | No. | TRUE | 0 | per No |  |  | TRUE | FALSE | FALSE | FALSE
Doors with frames | 19 | 100398 | PVC / FRP doors | 100407 | Ready made PVC door shutter of size 2'6" W x 7'0" H( commonly used for toilets) |  | FALSE | No. | TRUE | 0 | per No |  |  | TRUE | FALSE | FALSE | FALSE
Doors with frames | 19 | 100398 | Wooden doors | 500407 | Plain/panelled wooden door shutter of required thickness with both side polish |  | FALSE | No. | TRUE | 0 | per No |  |  | TRUE | FALSE | FALSE | FALSE
Doors with frames | 19 | 100398 | Wooden doors | 500407 | Designer engraved wooden door shutter of required thickness with both side polish |  | FALSE | No. | TRUE | 0 | per No |  |  | TRUE | FALSE | FALSE | FALSE
Doors with frames | 19 | 100398 | Fire rated doors with frames | 600407 | Providing and fixing Wooden fire rated door with frame including all hardware and door closure | 600408 | FALSE | No. | FALSE |  | per No | 13000 | No | TRUE | FALSE | FALSE | FALSE
Doors with frames | 19 | 100398 | Fire rated doors with frames | 600407 | Providing and fixing MS powder coated fire rated door with frame including all hardware and door closure | 600409 | FALSE | No. | FALSE |  | per No | 15500 | No | TRUE | FALSE | FALSE | FALSE
Doors with frames | 19 | 100398 | Concrete door frames | 100409 | Concrete door frame for door size 3'0"x 7'0". |  | FALSE | No. | TRUE | 0 | per No |  |  | TRUE | FALSE | FALSE | FALSE
Doors with frames | 19 | 100398 | Granite / Marble door frames | 100411 | Black granite door frame for door size 2'6" X 7'0" with chamfer & edge polish. |  | FALSE | No. | TRUE | 0 | per No |  |  | TRUE | FALSE | FALSE | FALSE
Doors with frames | 19 | 100398 | Granite / Marble door frames | 100411 | Black granite door frame for door size 3'0" x 7'0" with chamfer & edge polish. |  | FALSE | No. | TRUE | 0 | per No |  |  | TRUE | FALSE | FALSE | FALSE
Doors with frames | 19 | 100398 | Granite / Marble door frames | 100411 | Green marble door frame for door size 2'6" X 7'0" with chamfer and edge polish. |  | FALSE | No. | TRUE | 0 | per No |  |  | TRUE | FALSE | FALSE | FALSE
Doors with frames | 19 | 100398 | Granite / Marble door frames | 100411 | Green marble door frame for door size 3'0" X 7'0" with chamfer and edge polish. |  | FALSE | No. | TRUE | 0 | per No |  |  | TRUE | FALSE | FALSE | FALSE
Doors with frames | 19 | 100398 | Ply door frames | 100416 | Ply door frame for door size 3'0" x 7'0" with laminate |  | FALSE | No. | TRUE | 0 | per No |  |  | TRUE | FALSE | FALSE | FALSE
Doors with frames | 19 | 100398 | Ply door frames | 100416 | Ply door frame for door size 3'0" x 7'0" with oil paint |  | FALSE | No. | TRUE | 0 | per No |  |  | TRUE | FALSE | FALSE | FALSE
Doors with frames | 19 | 100398 | Ply door frames | 100416 | Ply door frame for door size 3'0" x 7'0" with veneer |  | FALSE | No. | TRUE | 0 | per No |  |  | TRUE | FALSE | FALSE | FALSE
Doors with frames | 19 | 100398 | Solid wood door frames | 100420 | Red meranti door frame of section 8" x 2" for door size 3'0" x 7'0" |  | FALSE | No. | TRUE | 0 | per No |  |  | TRUE | FALSE | FALSE | FALSE
Doors with frames | 19 | 100398 | Solid wood door frames | 100420 | Red meranti door frame of section 5" x 2-1/2" for door size 3'0" x 7'0" |  | FALSE | No. | TRUE | 0 | per No |  |  | TRUE | FALSE | FALSE | FALSE
Doors with frames | 19 | 100398 | Solid wood door frames | 100420 | Red meranti door frame of section 5" x 2-1/2" for door size 2'6" x 7'0" |  | FALSE | No. | TRUE | 0 | per No |  |  | TRUE | FALSE | FALSE | FALSE
Doors with frames | 19 | 100398 | Solid wood door frames | 100420 | Saal wood door frame of section 5" x 2-1/2" for door size 3'0" x 7'0" |  | FALSE | No. | TRUE | 0 | per No |  |  | TRUE | FALSE | FALSE | FALSE
Doors with frames | 19 | 100398 | Solid wood door frames | 100420 | Saal wood door frame of section 5" x 2-1/2" for door size 2'6" x 7'0" |  | FALSE | No. | TRUE | 0 | per No |  |  | TRUE | FALSE | FALSE | FALSE
Doors with frames | 19 | 100398 | MS doors with frames | 100426 | Providing and installing MS Openable french door with frame as per specifications | 100427 | FALSE | Sqft | FALSE | 0 | per No |  |  | FALSE | FALSE | FALSE | FALSE
Doors with frames | 19 | 100398 | MS doors with frames | 100426 | Providing and installing MS safety door of size 3'0" X 7'0" with frame ( As per attached drawing) | 100428 | FALSE | No. | TRUE | 0 | per No |  |  | FALSE | FALSE | FALSE | FALSE
Doors with frames | 19 | 100398 | MS doors with frames | 100426 | Providing and installing MS safety door with frame as per project specifications and drawings | 100429 | FALSE | No. | FALSE |  |  | 0 |  | FALSE | FALSE | FALSE | FALSE
Doors with frames | 19 | 100398 | Duct shuttering | 363518 | Providing and installing wooden shutters with frame as per project specifications and drawings for electrical/fire fighting ducts | 363520 | TRUE | Sqm | FALSE | 0 |  | 2500 | Sqm | TRUE | TRUE | FALSE | TRUE
Doors with frames | 19 | 100398 | Duct shuttering | 363518 | Providing and installing fibre cement board shutters with suitable frame for plumbing ducts | 363521 | TRUE | Sqm | FALSE | 0 |  | 1600 | Sqm | TRUE | TRUE | FALSE | TRUE
Windows/Sliding doors | 20 | 100485 | Aluminium sections | 100486 | Providing and installing aluminium sliding windows as per project specifications | 100487 | TRUE | Sqm | FALSE |  |  | 250 | Per Sft | TRUE | TRUE | FALSE | TRUE
Windows/Sliding doors | 20 | 100485 | Aluminium sections | 100486 | Providing and installing aluminium sliding doors as per project specifications | 100488 | TRUE | Sqm | FALSE |  |  | 220 | Per Sft | TRUE | TRUE | FALSE | TRUE
Windows/Sliding doors | 20 | 100485 | Aluminium sections | 100486 | Providing and installing aluminium lovoured windows as per project specifications | 100489 | TRUE | Sqm | FALSE |  |  | 280 | Per Sft | TRUE | TRUE | FALSE | TRUE
Windows/Sliding doors | 20 | 100485 | UPVC sections | 100490 | Providing and installing UPVC sliding windows as per project specifications | 100491 | TRUE | Sqm | FALSE |  |  | 550 | Per Sft | TRUE | TRUE | FALSE | TRUE
Windows/Sliding doors | 20 | 100485 | UPVC sections | 100490 | Providing and installing UPVC sliding doors as per project specifications | 100492 | TRUE | Sqm | FALSE |  |  | 500 | Per Sft | TRUE | TRUE | FALSE | TRUE
Windows/Sliding doors | 20 | 100485 | UPVC sections | 100490 | Providing and installing UPVC lovoured windows as per project specifications | 100493 | TRUE | Sqm | FALSE |  |  | 600 | Per Sft | TRUE | TRUE | FALSE | TRUE
Windows/Sliding doors | 20 | 100485 | MS sections | 100494 | Providing and installing MS Openable windows as per project specifications | 100495 | TRUE | Sqm | FALSE |  |  | 200 | Per Sft | TRUE | TRUE | FALSE | TRUE
Fabrication | 21 |  | Window grills ( On plastered jambs ) |  | MS window grill for window as per attached design to be nailed on plastered jamb | 502001 | TRUE | Sqm | FALSE |  |  | 80 | Sft | TRUE | TRUE | FALSE | TRUE
Fabrication | 21 |  | Window grills ( On plastered jambs ) |  | MS window grill using 25 x 25mm MS pipes & 10 x 10mm solid square bars for window of size 2.4 X 1.8 M. |  | FALSE | No. | TRUE | 1 | No. |  |  | TRUE | FALSE | FALSE | FALSE
Fabrication | 21 |  | Window grills ( On plastered jambs ) |  | MS window grill using 25 x 25mm MS pipes & 10 x 10mm solid square bars for window of size 1.8 X 1.8M |  | FALSE | No. | TRUE | 1 | No. |  |  | TRUE | FALSE | FALSE | FALSE
Fabrication | 21 |  | Window grills ( On plastered jambs ) |  | MS window grill using 25 x 25mm MS pipes & 10 x 10mm solid square bars for window of size 1.2 X 1.8M |  | FALSE | No. | TRUE | 1 | No. |  |  | TRUE | FALSE | FALSE | FALSE
Fabrication | 21 |  | Window grills ( On plastered jambs ) |  | MS window grill using 25 x 25mm MS pipes & 10 x 10mm solid square bars for window of size 0.9 X 1.8M |  | FALSE | No. | TRUE | 1 | No. |  |  | TRUE | FALSE | FALSE | FALSE
Fabrication | 21 |  | Window grills ( On masonry jambs ) |  | MS window grill using 25 x 25mm MS pipes & 10 x 10mm solid square bars for window of size 2.4 X 1.8 M to be nailed on masonry. |  | FALSE | No. | TRUE | 0 | No. |  |  | TRUE | FALSE | FALSE | FALSE
Fabrication | 21 |  | Window grills ( On masonry jambs ) |  | MS window grill using 25 x 25mm MS pipes & 10 x 10mm solid square bars for window of size 1.8 X 1.8 M to be nailed on masonry. |  | FALSE | No. | TRUE | 0 | No. |  |  | TRUE | FALSE | FALSE | FALSE
Fabrication | 21 |  | Window grills ( On masonry jambs ) |  | MS window grill using 25 x 25mm MS pipes & 10 x 10mm solid square bars for window of size 1.2 X 1.8 M to be nailed on masonry. |  | FALSE | No. | TRUE | 0 | No. |  |  | TRUE | FALSE | FALSE | FALSE
Fabrication | 21 |  | Window grills ( On masonry jambs ) |  | MS window grill using 25 x 25mm MS pipes & 10 x 10mm solid square bars for window of size 0.9 X 1.8 M to be nailed on masonry. |  | FALSE | No. | TRUE | 0 | No. |  |  | TRUE | FALSE | FALSE | FALSE
Fabrication | 21 |  | Window grills ( On masonry jambs ) |  | MS window grill for window as per attached design to be nailed on masonry | 552001 | TRUE | Sqm | FALSE |  |  | 80 | Sft | TRUE | TRUE | FALSE | TRUE
Fabrication | 21 |  | Railings for terraces/balconies | 300005 | Proving and fixing fabricated metal railing to the attached terraces/balconies of units as per the design | 500445 | TRUE | Sqm | FALSE | 0 | Sqm | 1000 | Sqm | TRUE | TRUE | FALSE | TRUE
Fabrication | 21 |  | Railings for terraces/balconies | 300005 | Proving and fixing fabricated metal plus glass railing to the attached terraces/balconies of units as per the design | 510445 | TRUE | Sqm | FALSE | 0 | Sqm | 1000 | Sqm | TRUE | TRUE | FALSE | TRUE
Fabrication | 21 |  | Railings for terraces/balconies | 300005 | Proving and fixing SS plus glass railing to the attached terraces/balconies of units as per the design | 520445 | TRUE | Rm | FALSE | 0 | Rm | 5000 | Rm | TRUE | TRUE | FALSE | FALSE
Fabrication | 21 |  | Railings for terraces/balconies | 300005 | Proving and fixing fabricated metal railing to the attached terraces/balconies of units as per the design | 530445 | TRUE | Rm | FALSE | 0 | Rm | 4000 | Rm | TRUE | TRUE | FALSE | FALSE
Fabrication | 21 |  | Railings for staircase/passages | 300006 | Proving and fixing fabricated metal railing to the staircase/passage as per the design | 540445 | TRUE | Sqm | FALSE | 0 | Sqm | 1000 | Sqm | TRUE | TRUE | FALSE | TRUE
Fabrication | 21 |  | Railings for staircase/passages | 300006 | Proving and fixing fabricated metal plus glass railing to staircase/passage as per the design | 550445 | TRUE | Sqm | FALSE | 0 | Sqm | 1000 | Sqm | TRUE | TRUE | FALSE | TRUE
Fabrication | 21 |  | Railings for staircase/passages | 300006 | Proving and fixing SS plus glass railing to the attached staircase/passage of units as per the design | 560445 | TRUE | Rm | FALSE | 0 | Rm | 5000 | Rm | TRUE | TRUE | FALSE | FALSE
Fabrication | 21 |  | Railings for staircase/passages | 300006 | Proving and fixing Aluminium plus glass railing to staircase/passage as per the design | 570445 | TRUE | Rm | FALSE | 0 | Rm | 4000 | Rm | TRUE | TRUE | FALSE | FALSE
Fabrication | 21 |  | Railings for staircase mid landing | 300007 | Proving and fixing fabricated metal railing for the staircase midlanding as per the design | 541445 | TRUE | Sqm | FALSE | 0 | Sqm | 1000 | Sqm | TRUE | TRUE | FALSE | TRUE
Fabrication | 21 |  | Railings for staircase mid landing | 300007 | Proving and fixing fabricated metal plus glass railing for the staircase midlanding as per the design | 550445 | TRUE | Sqm | FALSE | 0 | Sqm | 1000 | Sqm | TRUE | TRUE | FALSE | TRUE
Fabrication | 21 |  | Railings for staircase mid landing | 300007 | Proving and fixing SS plus glass railing for the staircase midlanding as per the design | 560445 | TRUE | Rm | FALSE | 0 | Rm | 5000 | Rm | TRUE | TRUE | FALSE | FALSE
Fabrication | 21 |  | Railings for staircase mid landing | 300007 | Proving and fixing Aluminium plus glass railing for the staircase midlanding as per the design | 570445 | TRUE | Rm | FALSE | 0 | Rm | 4000 | Rm | TRUE | TRUE | FALSE | FALSE
Fabrication | 21 |  | Rolling /collapsible shutter | 300008 | Providing and fixing fabricated metal rolling shutter as per the design | 549445 | TRUE | Sqm | FALSE | 0 |  | 2200 | Sqm | FALSE | TRUE | FALSE | TRUE
Fabrication | 21 |  | Rolling /collapsible shutter | 300008 | Providing and fixing fabricated metal collapsible shutter as per the design | 558445 | TRUE | Sqm | FALSE | 0 |  | 2200 | Sqm | FALSE | TRUE | FALSE | TRUE
Painting | 22 | 100442 | Internal painting | 100443 | Solvent based lustre paint with 1 coat primer, 1 coat cement putty, 1 coats acrylic putty,1 coat primer base coat and 2 coats lustre paint |  | TRUE | Sqm | TRUE | 100 | sft |  |  | TRUE | TRUE | FALSE | TRUE
Painting | 22 | 100442 | Internal painting | 100443 | Water based lustre paint including 1 coat of primer, 2 coats of Acrylic putty, 1 coat of primer and 2 coats of lustre paint |  | TRUE | Sqm | TRUE | 100 | sft |  |  | TRUE | TRUE | FALSE | TRUE
Painting | 22 | 100442 | Internal painting | 100443 | Solvent based lustre paint including 1 coat of primer, 2 coats of Acrylic putty, 1 coat of primer base coat and 2 coats of lustre paint |  | TRUE | Sqm | TRUE | 100 | sft |  |  | TRUE | TRUE | FALSE | TRUE
Painting | 22 | 100442 | Internal painting | 100443 | Oil Bound Destemper paint including 2 coats of Acrylic putty and 2 coats of paint |  | TRUE | Sqm | TRUE | 100 | sft |  |  | TRUE | TRUE | FALSE | TRUE
Painting | 22 | 100442 | Internal painting | 100443 | Plastic emulsion paint including 2 coats of Acrylic putty and 2 coats of paint |  | TRUE | Sqm | TRUE | 100 | sft |  |  | TRUE | TRUE | FALSE | TRUE
Painting | 22 | 100442 | External painting | 100449 | Texture paint including 1 coat of texture, 1 coat of primer, 2 coats of 100% external acrylic paint |  | TRUE | Sqm | TRUE | 100 | sft |  |  | FALSE | TRUE | FALSE | TRUE
Painting | 22 | 100442 | External painting | 100449 | Texture paint including 1 coat of texture, 1 coat of primer, 2 coats of external Semi acrylic paint |  | TRUE | Sqm | TRUE | 100 | sft |  |  | FALSE | TRUE | FALSE | TRUE
Painting | 22 | 100442 | External painting | 100449 | External 100% Acrylic paint with 1 coat of Primer and 2 coats of paint |  | TRUE | Sqm | TRUE | 100 | sft |  |  | FALSE | TRUE | FALSE | TRUE
Painting | 22 | 100442 | External painting | 100449 | External Semi Acrylic paint with 1 coat of Primer and 2 coats of paint |  | TRUE | Sqm | TRUE | 100 | sft |  |  | FALSE | TRUE | FALSE | TRUE
Painting | 22 | 100442 | External painting | 100449 | External Cement paint with 1 coat of Primer and 2 coats of paint |  | TRUE | Sqm | TRUE | 100 | sft |  |  | FALSE | TRUE | FALSE | TRUE
Roofing | 23 |  | Mangalore tile roofing |  | Mangalore tile (Clay - Indian make) roofing on fabricated structure with 3/4" x 3/4" MS pipes @ 300 mm c/c as purlins and 2" x 1" MS pipe @ 1 m c/c as rafters. |  | TRUE | Sqm | TRUE | 100 | sft |  |  | FALSE | TRUE | TRUE | FALSE
Roofing | 23 |  | Mangalore tile roofing |  | Mangalore tile (Clay - Imported make) roofing on fabrication with 3/" x 3/4" MS pipes @ 300 mm c/c as purlins & 2" X 1" MS pipe @ 1 m c/c as rafters. |  | TRUE | Sqm | TRUE | 100 | sft |  |  | FALSE | TRUE | TRUE | FALSE
Roofing | 23 |  | Mangalore tile roofing |  | Mangalore tile (Concrete) roofing with 3/4" x 3/4" MS pipes @ 300 mm c/c as purlins & 2" X 1" MS pipe @ 1 m c/c as rafters. |  | TRUE | Sqm | TRUE | 100 | sft |  |  | FALSE | TRUE | TRUE | FALSE
Roofing | 23 |  | Mangalore tile roofing |  | Mangalore tile (Clay - Imported make) roofing on RCC slab supported on mortar ribs for sloping roof |  | TRUE | Sqm | TRUE | 100 | sft |  |  | FALSE | TRUE | TRUE | FALSE
Roofing | 23 |  | Mangalore tile roofing |  | Mangalore tile (Clay - Indian make) roofing on RCC slab supported on mortar ribs for sloping roofs |  | TRUE | Sqm | TRUE | 100 | sft |  |  | FALSE | TRUE | TRUE | FALSE
Roofing | 23 |  | Mangalore tile roofing |  | Mangalore tile (Concrete) roofing on RCC slab supported on mortar ribs of sloping roof. |  | TRUE | Sqm | TRUE | 100 | sft |  |  | FALSE | TRUE | TRUE | FALSE
Roofing | 23 |  | Shingle roof | 300001 | Providing and fixing shingle roofing on sloping roof | 300002 | TRUE | Sqm | FALSE |  |  | 3000 | Sqm | TRUE | TRUE | TRUE | FALSE
Roofing | 23 |  | GI sheets roofing | 300003 | Providing and fixing GI sheet roofing of selected profile supported on MS framing as per design | 300004 | TRUE | Sqm | FALSE |  |  | 3000 | Sqm | TRUE | TRUE | TRUE | FALSE
Roofing | 23 |  | Shahbad stone/deck sheet roofing | 363522 | Providing shahbad stone/deck sheet roofing supported on MS framing as per design and laying PCC above it | 363523 | TRUE | Sqm | FALSE |  |  | 2300 | Sqm | FALSE | TRUE | TRUE | FALSE
Lift | 23 | 100496 | GI powder coated lift | 100497 | Providing and installing 5 passenger GI powder coated lift | 100498 | FALSE | No. | FALSE |  |  | 500000 | Per No. | FALSE | FALSE | FALSE | FALSE
Lift | 23 | 100496 | GI powder coated lift | 100497 | Providing and installing 8 passenger GI powder coated lift | 100499 | FALSE | No. | FALSE |  |  | 650000 | Per No. | FALSE | FALSE | FALSE | FALSE
Lift | 23 | 100496 | GI powder coated lift | 100497 | Providing and installing 10 passenger GI powder coated lift | 100500 | FALSE | No. | FALSE |  |  | 750000 | Per No. | FALSE | FALSE | FALSE | FALSE
Lift | 23 | 100496 | GI powder coated lift | 100497 | Providing and installing 13 passengerGI powder coated lift | 100501 | FALSE | No. | FALSE |  |  | 800000 | Per No. | FALSE | FALSE | FALSE | FALSE
Lift | 23 | 100496 | GI powder coated lift | 100497 | Providing and installing GI powder coated lift as per required capacity and specifications | 100502 | FALSE | No. | FALSE |  |  | 0 | Per No. | FALSE | FALSE | FALSE | FALSE
Lift | 23 | 100496 | SS lift | 100503 | Providing and installing 5 passenger SS lift | 100504 | FALSE | No. | FALSE |  |  | 700000 | Per No. | FALSE | FALSE | FALSE | FALSE
Lift | 23 | 100496 | SS lift | 100503 | Providing and installing 8 passenger SS lift | 100505 | FALSE | No. | FALSE |  |  | 800000 | Per No. | FALSE | FALSE | FALSE | FALSE
Lift | 23 | 100496 | SS lift | 100503 | Providing and installing 10 passenger SS lift | 100506 | FALSE | No. | FALSE |  |  | 900000 | Per No. | FALSE | FALSE | FALSE | FALSE
Lift | 23 | 100496 | SS lift | 100503 | Providing and installing 13 passenger SS lift | 100507 | FALSE | No. | FALSE |  |  | 1100000 | Per No. | FALSE | FALSE | FALSE | FALSE
Lift | 23 | 100496 | SS lift | 100503 | Providing and installing SS lift as per required capacity and specifications | 100508 | FALSE | No. | FALSE |  |  | 0 | Per No. | FALSE | FALSE | FALSE | FALSE
Garbage chute | 24 | 100476 | Non segregated type | 100477 | Providing and installing non segregated type garbage chute system | 100478 | FALSE | No. | FALSE |  |  | 300000 | Per No. | FALSE | FALSE | FALSE | FALSE
Garbage chute | 24 | 100476 | Segregated type | 100479 | Providing and installing garbage chute system with dry and wet garbage segregation | 100480 | FALSE | No. | FALSE |  |  | 400000 | Per No. | FALSE | FALSE | FALSE | FALSE
Garbage chute | 24 | 100476 | Sprinkling system | 363524 | Providing and executing water sprinking system for the garbage chute | 363525 | FALSE | Job | FALSE |  |  | 0 | Job | FALSE | FALSE | FALSE | FALSE
Solar water heating system | 26 | 100515 | Solar system | 100516 | Providing and installing Flat plate collector solar water heating system as per required specifications | 100517 | FALSE | litres | FALSE |  |  | 130 | Per litres | FALSE | FALSE | FALSE | FALSE
Solar water heating system | 26 | 100515 | Solar system | 100516 | Providing and installing Evacuated tube collector- ETC ( Glass tube type) solar water heating system as per required specifications | 100518 | FALSE | litres | FALSE |  |  | 80 | Per litres | FALSE | FALSE | FALSE | FALSE
Solar water heating system | 26 | 100515 | Piping system | 500516 | Providing and executing insulated piping system from the solar system to individual toilets/bathrooms through common ducts | 500517 | FALSE | Rm | FALSE |  |  | 230 | Rm | TRUE | FALSE | FALSE | FALSE
Safety and Security automation- Building | 28 | 100531 | Video door phones | 100533 | Providing and installing Video door phone system as required | 102201 | FALSE | Job | FALSE |  |  | 0 | Per Job | FALSE | FALSE | FALSE | FALSE
Safety and Security automation- Building | 28 | 100531 | Gas leak detectors | 100534 | Providing and installing Gas leak detection system as required | 102202 | FALSE | Job | FALSE |  |  | 0 | Per Job | FALSE | FALSE | FALSE | FALSE
Safety and Security automation- Building | 28 | 100531 | Panic alarm | 100535 | Providing and installing Panic alarm system as required | 102203 | FALSE | Job | FALSE |  |  | 0 | Per Job | FALSE | FALSE | FALSE | FALSE
Safety and Security automation- Building | 28 | 100531 | Controlled access lobies | 100538 | Providing controlled access system in the lobbies as required | 102206 | FALSE | Job | FALSE |  |  | 0 | Per Job | FALSE | FALSE | FALSE | FALSE
Safety and Security automation- Building | 28 | 100531 | Intecom system | 100539 | Providing EPABX intercom system in the project | 102207 | FALSE | Job | FALSE |  |  | 0 | Per Job | FALSE | FALSE | FALSE | FALSE
Safety and Security automation- Building | 28 | 100531 | CCTV | 500500 | Providing and installing CCTV system as required--- Remove frm here. | 500501 | FALSE | Job | FALSE |  |  | 0 | Per Job | FALSE | FALSE | FALSE | FALSE
Safety and Security automation- Building | 28 | 100531 | Boom barrier | 500502 | Providing Boom barriers at the gates as required--- Remove frm here. | 500503 | FALSE | Job | FALSE |  |  | 0 | Per Job | FALSE | FALSE | FALSE | FALSE
Safety and Security automation- Building | 28 | 100531 | Automated gates | 500504 | Providing automated gate for the project as per design--- Remove frm here. | 500505 | FALSE | Job | FALSE |  |  | 0 | Per Job | FALSE | FALSE | FALSE | FALSE
Electrical light fittings inside building | 29 | 100509 | Work Items | 100510 | Providing electrical lighting in common areas | 100511 | FALSE | Job | FALSE |  |  | 0 | Per job | FALSE | FALSE | FALSE | FALSE
Sky lounge on top terrace | 30 | 100525 | Work Items | 100526 | Providing and executing civil and finishing work for sky lounge | 100527 | FALSE | Job | FALSE |  |  | 0 | Job | FALSE | FALSE | FALSE | FALSE
False ceiling | 31 | 100545 | Gypsum sheet | 100546 | Providing and installing false ceiling with gypsum sheets on GI patti framing | 100547 | TRUE | Sqm | FALSE |  |  | 75 | Sqft | TRUE | TRUE | TRUE | FALSE
False ceiling | 31 | 100545 | GI powder coated sheet | 100548 | Providing and installing false ceiling with GI powder coated sheets on GI patti framing | 100549 | TRUE | Sqm | FALSE |  |  | 90 | Sqft | TRUE | TRUE | TRUE | FALSE
False ceiling | 31 | 100545 | Polyacrylic sheet | 100550 | Providing and installing false ceiling with polyacrylic sheets on GI patti framing | 100551 | TRUE | Sqm | FALSE |  |  | 125 | Sqft | TRUE | TRUE | TRUE | FALSE
False ceiling | 31 | 100545 | Polycarbonate sheet | 100552 | Providing and installing false ceiling with polycarbonate sheets on GI patti framing | 100553 | TRUE | Sqm | FALSE |  |  | 65 | Sqft | TRUE | TRUE | TRUE | FALSE
False ceiling | 31 | 100545 | Fibre cement sheet | 363526 | Providing and installing false ceiling with fibre cement sheets on suitable framing | 363527 | TRUE | Sqm | FALSE |  |  | 160 | Sqft | TRUE | TRUE | TRUE | FALSE
Special elevational features | 32 | 100554 | Ferrocrete features | 102000 | Providing and fixing ferrocrete elevational features as per design | 102001 | TRUE | Sqm | FALSE |  |  | 0 | Per Sqft | FALSE | TRUE | FALSE | TRUE
Special elevational features | 32 | 100554 | FRP/GRC features | 102002 | Providing and fixing FRP/GRC elevational features as per design | 102003 | TRUE | Sqm | FALSE |  |  | 0 | Per Sqft | FALSE | TRUE | FALSE | TRUE
Special elevational features | 32 | 100554 | Glass glazing/Aluminium composite panels | 102004 | Providing and fixing Glass glazing for building facades as per design | 102005 | TRUE | Sqm | FALSE |  |  | 0 | Per Sqft | FALSE | TRUE | FALSE | TRUE
Special elevational features | 32 | 100554 | Glass glazing/Aluminium composite panels | 102004 | Providing and fixing Aluminium composite panels for building facades as per design | 102006 | TRUE | Sqm | FALSE |  |  | 0 | Per Sqft | FALSE | TRUE | FALSE | TRUE
Special elevational features | 32 | 100554 | Wooden planks/Composite cement sheets | 102007 | Providing and fixing wooden plank elevational features as per design | 102008 | TRUE | Sqm | FALSE |  |  | 0 | Per Sqft | FALSE | TRUE | FALSE | TRUE
Special elevational features | 32 | 100554 | Wooden planks/Composite cement sheets | 102007 | Providing and fixing composite cement sheet panelling facade as per design | 102009 | TRUE | Sqm | FALSE |  |  | 0 | Per Sqft | FALSE | TRUE | FALSE | TRUE
Boards & Signages inside building | 33 | 100555 | Work Items | 100556 | Boards & Signages inside building | 100557 | FALSE | cum | TRUE | 1 | cum |  |  | FALSE | TRUE | TRUE | TRUE
Boards & Signages inside building | 33 | 100555 | Work Items | 100556 | Providing and fixing name board on the main doors | 102010 | FALSE | No | FALSE |  |  | 350 | Per No | FALSE | FALSE | FALSE | FALSE
Boards & Signages inside building | 33 | 100555 | Work Items | 100556 | Providing and fixing floor number indicator boards | 102011 | FALSE | No | FALSE |  |  | 70 | Per No | FALSE | FALSE | FALSE | FALSE
Boards & Signages inside building | 33 | 100555 | Work Items | 100556 | Providing and fixing name directory board in the entrance lobby | 102012 | FALSE | No | FALSE |  |  | 15000 | Per No | FALSE | FALSE | FALSE | FALSE
Boards & Signages inside building | 33 | 100555 | Work Items | 100556 | Providing and fixing parking alootment boards in the parking | 102013 | FALSE | No | FALSE |  |  | 150 | Per No | FALSE | FALSE | FALSE | FALSE
Boards & Signages inside building | 33 | 100555 | Work Items | 100556 | Providing and fixing safety/directional boards inside the bulding | 102014 | FALSE | No | FALSE |  |  | 200 | Per No | FALSE | FALSE | FALSE | FALSE
Boards & Signages inside building | 33 | 100555 | Work Items | 100556 | Providing and fixing building name indicator board outside building | 102015 | FALSE | No | FALSE |  |  | 1200 | Per No | FALSE | FALSE | FALSE | FALSE
Site Preparation - temporary fencing | 100 |  | Barbed wire fencing |  | 4 ft high Barbed wire 12 x 14 Swg fencing with 5 lines at 9" c/c using cement poles of 4"x 4"x 6' ht. at 8' c/c ( Check image) |  | TRUE | Rm | TRUE | 100 | Rft |  |  | FALSE
Site Preparation - temporary fencing | 100 |  | Barbed wire fencing |  | 4 ft high Barbed wire 12 x 12 Swg fencing with 5 lines at 9" c/c using cement poles of 4"x 4"x 6' ht. at 8' c/c ( Check image) |  | TRUE | Rm | TRUE | 100 | Rft |  |  | FALSE
Site Preparation - temporary fencing | 100 |  | Barbed wire fencing |  | 4 ft high Barbed wire 14 x 14 Swg fencing with 5 lines at 9" c/c using cement poles of 4"x 4"x 6' ht. at 8' c/c ( Check image) |  | TRUE | Rm | TRUE | 100 | Rft |  |  | FALSE
Site Preparation - temporary fencing | 100 |  | Fabricated GI sheet fencing |  | Temporary fabricated GI sheet fencing 10' high with 50 x 50 x 5 MS angle vertical and cross supports at 8' c/c and 35 x 35 x 5 MS angle horizontal support (Check image, notes) |  | TRUE | Rm | TRUE | 100 | Rft |  |  | FALSE
Site Preparation - temporary fencing | 100 |  | Fabricated GI sheet fencing |  | Temporary fabricated GI sheet fencing 8' high with 50 x 50 x 5 MS angle vertical and cross supports at 8' c/c and 35 x 35 x 5 MS angle horizontal support (Check image, notes) |  | TRUE | Rm | TRUE | 100 | Rft |  |  | FALSE
Site Preparation - temporary fencing | 100 |  | Fabricated GI sheet fencing |  | Temporary fabricated GI sheet fencing 8 ft high with 50 x 50 x 12 g hollow pipe for vertical and cross supports at 8' c/c and 25 x 25 x 18 g hollow pipe for horizontal support (Check image, notes) |  | TRUE | Rm | TRUE | 100 | Rft |  |  | FALSE
Site Preparation - temporary fencing | 100 |  | Fabricated GI sheet fencing |  | Temporary fabricated GI sheet fencing 10 ft high with 50 x 50 x 12 g hollow pipe for vertical and cross supports at 8' c/c and 25 x 25 x 18 g hollow pipe for horizontal support (Check image, notes) |  | TRUE | Rm | TRUE | 100 | Rft |  |  | FALSE
Site Preparation - temporary fencing | 100 |  | Fabricated GI sheet fencing |  | Temporary fabricated GI sheet fencing 12' high with 75 x 40 C channel vertical supports at 8' c/c and 50 x 50 x 5 angle for cross supports (Check image, notes) |  | TRUE | Rm | TRUE | 100 | Rft |  |  | FALSE
Site Preparation - temporary fencing | 100 |  | Chainlink fencing |  | 4 ft high Chainlink fencing with cement poles of 4" x 4" x 6' ht. at 8' c/c (Check image) |  | TRUE | Rm | TRUE | 100 | Rft |  |  | FALSE
Site Preparation - temporary fencing | 100 |  | Chainlink fencing |  | 5 ft high Chainlink fencing with MS angle pole 40 X 40 X 5mm 6' ht. at 5' c/c (Check image ) |  | TRUE | Rm | TRUE | 100 | Rft |  |  | FALSE
Site dev - plumbing & drainage system | 119 |  | Inspection chambers |  | Inspection chamber of size 3'0" x 1'6" x 3'0" deep with chamber cover |  | FALSE | No | TRUE |  | No |  |  | FALSE
Site dev - plumbing & drainage system | 119 |  | Inspection chambers |  | Inspection chamber of size 2'0" x 1'6" x 3'0" deep with chamber cover |  | FALSE | No | TRUE |  | No |  |  | FALSE
Site dev - plumbing & drainage system | 119 |  | Inspection chambers |  | Gully trap chamber of size 9" x 1'0" x 2'0" deep with chamber cover |  | FALSE | No | TRUE |  | No |  |  | FALSE
Site dev - plumbing & drainage system | 119 |  | Inspection chambers |  | Manhole of size top ID 1'9"X bottom ID 4'0" X 6'0" deep with chamber cover |  | FALSE | No | TRUE |  | No |  |  | FALSE
Site dev - plumbing & drainage system | 119 |  | Inspection chambers |  | Inspection chamber of size 2'0" x 1'6" x 2'0" deep with chamber cover |  | FALSE | No | TRUE |  | No |  |  | FALSE
Site dev - plumbing & drainage system | 119 |  | Inspection chambers |  | Inspection chamber of size 3'0" x 1'6" x 2'0" deep with chamber cover |  | FALSE | No | TRUE |  | No |  |  | FALSE
Site dev - plumbing & drainage system | 119 |  | Inspection chambers |  | Manhole of size top ID 1'9"X bottom ID 4'0" X 5'0" deep with chamber cover |  | FALSE | No | TRUE |  | No |  |  | FALSE
Site dev - plumbing & drainage system | 119 |  | Underground RCC pipe line |  | 6" Under ground RCC pipe line |  | FALSE | Rm | TRUE |  | Rm |  |  | FALSE
Site dev - plumbing & drainage system | 119 |  | Underground RCC pipe line |  | 8" Under ground RCC pipe line |  | FALSE | Rm | TRUE |  | Rm |  |  | FALSE
Site dev - plumbing & drainage system | 119 |  | Underground RCC pipe line |  | 10" Under ground RCC pipe line |  | FALSE | Rm | TRUE |  | Rm |  |  | FALSE
Site dev - plumbing & drainage system | 119 |  | Underground RCC pipe line |  | 12" Under ground RCC pipe line |  | FALSE | Rm | TRUE |  | Rm |  |  | FALSE
Site dev - plumbing & drainage system | 119 |  | Underground RCC pipe line |  | 18" Under ground RCC pipe line |  | FALSE | Rm | TRUE |  | Rm |  |  | FALSE
Site dev - plumbing & drainage system | 119 |  | Road side open gutter for rain water |  | Road side open RCC gutter with 4" thk RCC pardi and raft with clear internal dimensions- 2'4" Wide X 2'0" Avg depth i/c excavation & PCC. |  | FALSE | Rft | TRUE |  | Rft |  |  | FALSE
Site dev - plumbing & drainage system | 119 |  | Road side open gutter for rain water |  | Road side open RCC gutter with 6" thk RCC pardi and raft with clear internal dimensions- 2'0" Wide X 2'0" Avg depth i/c excavation & PCC. |  | FALSE | Rft | TRUE |  | Rft |  |  | FALSE
Site dev - plumbing & drainage system | 119 |  | Water pumps | 200072 | Providing water pumping system from UGWT to OHWT | 200073 | FALSE | Job | FALSE |  |  | 0 | Job | FALSE
Site dev - plumbing & drainage system | 119 |  | Water pumps | 200072 | Providing hydropneumatic system for water pumping from UGWT to individual units | 200074 | FALSE | Job | FALSE |  |  | 0 | Job | FALSE
Site dev - plumbing & drainage system | 119 |  | Water purification/softner system | 363529 | Providing and installing water purification/softner system for tanker/borewell water | 363530 | FALSE | Job | FALSE |  |  | 0 | Job | FALSE
Safety measures | 130 |  | Safety net |  | Installation & removal of safety net, 3 m wide, along with building periphery, using 6 m long,1-1/2" dia GI pipe. |  | TRUE | Rm | TRUE | 100 | Rft |  |  | FALSE | TRUE
Safety measures | 130 |  | Safety net |  | Installation & removal of safety net, 3 m wide, along with building periphery, using 6 m long,1-1/2" dia MS pipe |  | TRUE | Rm | TRUE | 100 | Rft |  |  | FALSE | TRUE
Safety measures | 130 |  | Safety net |  | Labour for installation and removal of safety net at various slab levels | 290250 | TRUE | Sqm | FALSE |  |  | 45 | Sqm | TRUE | TRUE | TRUE | FALSE
Safety measures | 130 |  | Safety net |  | Providing and installing safety railings on periphery | 200151 | TRUE | Rm | FALSE |  |  | 0 | Rft | FALSE | TRUE
Safety measures | 130 |  | Safety net |  | Providing and installing safety platforms on periphery | 200152 | TRUE | Rm | FALSE |  |  | 0 | Rft | FALSE | TRUE
Safety measures | 130 |  | Safety gear | 200153 | Providing and using Safety helmets for staff and workers | 200154 | FALSE | No | FALSE |  |  | 350 | No | FALSE
Safety measures | 130 |  | Safety gear | 200153 | Providing and using safety belts for workers | 200155 | FALSE | No | FALSE |  |  | 650 | No | FALSE
Safety measures | 130 |  | Safety gear | 200153 | Providing and using reflective jackets for workers | 200156 | FALSE | No | FALSE |  |  | 150 | No | FALSE
Safety measures | 130 |  | Safety gear | 200153 | Providing and using safety rubber shoes for workers | 200157 | FALSE | No | FALSE |  |  | 250 | No | FALSE